## Cover & Index
CPWD DAR 2019 — Volume 2 — PDF to Excel Conversion
Line-by-line conversion of the CPWD Delhi Analysis of Rates (DAR) 2019, built from this project's PDF-verified item data. Every item shows its full official text, its Material/Labour/Machinery lines with a live Amount = Quantity x Rate per row, the Calculated W (a live SUM), the W as printed in the DAR, and their Difference. Formulas are deliberately basic: the DAR's statutory additions (water charges, GST, CPOH, cess) are NOT reproduced, and SAY is the item's final DAR rate shown as a fixed, printed value. A Difference other than zero marks a place where the DAR's own printed numbers do not add up; all of them are listed under Errata below.
Contents and verification
Sub-Head | Title | Items | With printed W | Calculated W = printed W | W differs (see errata) | No W printed
13 | SUB-HEAD 13: FINISHING WORKS | 165 | 164 | 164 | 0 | 1
14 | SUB-HEAD 14: REPAIRS TO BUILDINGS | 98 | 94 | 94 | 0 | 4
15 | SUB-HEAD 15: DISMANTLING AND DEMOLISHING | 92 | 92 | 92 | 0 | 0
16 | SUB-HEAD 16: ROAD WORK | 149 | 143 | 143 | 0 | 6
17 | SUB-HEAD 17: SANITARY INSTALLATIONS | 228 | 228 | 227 | 1 | 0
18 | SUB-HEAD 18: WATER SUPPLY | 567 | 557 | 557 | 0 | 10
19 | SUB-HEAD 19: DRAINAGE | 123 | 100 | 100 | 0 | 23
20 | SUB-HEAD 20: PILE WORK | 43 | 43 | 43 | 0 | 0
21 | SUB-HEAD 21: ALUMINIUM WORK | 42 | 42 | 42 | 0 | 0
22 | SUB-HEAD 22: WATER PROOFING | 29 | 29 | 29 | 0 | 0
23 | SUB-HEAD 23: RAIN WATER HARVESTING | 39 | 39 | 39 | 0 | 0
24 | SUB-HEAD 24: CONSERVATION OF HERITAGE BUILDINGS | 8 | 8 | 8 | 0 | 0
25 | SUB-HEAD 25: STRUCTURAL GLAZING / ACP | 7 | 7 | 7 | 0 | 0
26 | SUB-HEAD 26: NEW TECHNOLOGIES AND MATERIALS | 156 | 142 | 142 | 0 | 14
Total |  | 1746 | 1688 | 1687 | 1 | 58
Errata - where the DAR's own printed numbers do not add up (1 rows)
A row's printed Amount is not Quantity x Rate. This workbook keeps the printed Quantity and Rate, so the item's Calculated W differs from the printed W by exactly the sum of that item's slips.
Sub-Head | Item / row | Row code | Quantity x Rate | DAR prints | Difference | Item's W: calculated / printed
17 | 17.50.2.1 - Carriage of materials and fixing charges | 9988 | 21.58 | 18.67 | 2.91 | 341.58 / 338.67
About this file
Source document: CivilDAR_2019_Vol_2.pdf. Generated 2026-09-21 from repository commit 2b9b270.

## Item Index
Item Index - every item, with a link to its block
Item | Description | Unit | SAY (Rs.) | Sub-Head sheet | PDF page
13.1.1 | 12 mm cement plaster of mix - 1:4 (1 cement: 4 fine sand) | sqm | 266.85 | 13_Finishing | 12
13.1.2 | 12 mm cement plaster of mix - 1:6 (1 cement: 6 fine sand) | sqm | 254.25 | 13_Finishing | 12
13.2.1 | 15 mm cement plaster on the rough side of single or half brick wall of mix - 1:4 (1 cement: 4 fine sand) | sqm | 307.9 | 13_Finishing | 13
13.2.2 | 15 mm cement plaster on the rough side of single or half brick wall of mix - 1:6 (1 cement: 6 fine sand) | sqm | 292.85 | 13_Finishing | 13
13.3.1 | 20 mm cement plaster of mix - 1:4 (1 cement: 4 fine sand) | sqm | 365.25 | 13_Finishing | 14
13.3.2 | 20 mm cement plaster of mix - 1:6 (1 cement: 6 fine sand) | sqm | 345.65 | 13_Finishing | 14
13.4.1 | 12 mm cement plaster of mix - 1:4 (1 cement: 4 coarse sand) | sqm | 276.15 | 13_Finishing | 15
13.4.2 | 12 mm cement plaster of mix - 1:6 (1 cement: 6 coarse sand) | sqm | 263.55 | 13_Finishing | 15
13.5.1 | 15 mm cement plaster on rough side of single or half brick wall of mix - 1:4 (1 cement: 4 coarse sand) | sqm | 318.95 | 13_Finishing | 16
13.5.2 | 15 mm cement plaster on rough side of single or half brick wall of mix - 1:6 (1 cement: 6 coarse sand) | sqm | 303.9 | 13_Finishing | 16
13.6.1 | 20 mm cement plaster of mix - 1:4 (1 cement: 4 coarse sand) | sqm | 379.7 | 13_Finishing | 17
13.6.2 | 20 mm cement plaster of mix - 1:6 (1 cement: 6 coarse sand) | sqm | 360.1 | 13_Finishing | 17
13.7.1 | 12 mm cement plaster finished with a floating coat of neat cement of mix - 1:3 (1 cement: 3 fine sand) | sqm | 340.85 | 13_Finishing | 18
13.7.2 | 12 mm cement plaster finished with a floating coat of neat cement of mix - 1:4 (1 cement: 4 fine sand) | sqm | 328.25 | 13_Finishing | 18
13.8.1 | 15 mm cement plaster on rough side of single or half brick wall finished with a floating coat of neat cemen... | sqm | 384.35 | 13_Finishing | 19
13.8.2 | 15 mm cement plaster on rough side of single or half brick wall finished with a floating coat of neat cemen... | sqm | 369.3 | 13_Finishing | 20
13.9.1 | Cement plaster 1:3 (1 cement: 3 coarse sand) finished with a floating coat of neat cement - 12 mm cement pl... | sqm | 350.15 | 13_Finishing | 20
13.9.2 | Cement plaster 1:3 (1 cement: 3 coarse sand) finished with a floating coat of neat cement - 20 mm cement pl... | sqm | 460.7 | 13_Finishing | 21
13.10 | 15 mm cement plaster 1:3 (1 cement: 3 coarse sand) finished with a floating coat of neat cement on the roug... | sqm | 395.4 | 13_Finishing | 22
13.11 | 18 mm cement plaster in two coats under layer 12 mm thick cement plaster 1:5 (1 cement : 5 coarse sand) fin... | sqm | 399.3 | 13_Finishing | 22
13.12 | 18 mm cement plaster in two coats under layer 12 mm thick cement plaster 1:5 (1 cement : 5 coarse sand) and... | sqm | 416.55 | 13_Finishing | 23
13.13 | 12 mm cement plaster 1:2 (1 cement : 2 stone dust) | sqm | 297.3 | 13_Finishing | 24
13.14 | 15 mm cement plaster 1:2 (1 cement : 2 stone dust) on the rough side of single or half brick wall | sqm | 344.25 | 13_Finishing | 24
13.15 | 20 mm cement plaster 1:2 (1 cement : 2 stone dust) | sqm | 412.6 | 13_Finishing | 25
13.16.1 | 6 mm cement plaster of mix - 1:3 (1 cement : 3 fine sand) | sqm | 227.35 | 13_Finishing | 25
13.17 | 6 mm cement plaster 1:3 (1 cement : 3 fine sand) finished with a floating coat of neat cement and thick coa... | sqm | 301.65 | 13_Finishing | 26
13.18 | Neat cement punning | sqm | 62.75 | 13_Finishing | 27
13.19.1 | Rough cast plaster upto 10 m height above ground level with a mixture of sand and gravel or crushed stone f... | sqm | 681.1 | 13_Finishing | 27
13.20 | Pebble dash plaster upto 10 m height above ground level with a mixture of washed pebble or crushed stone 6... | sqm | 638.95 | 13_Finishing | 28
13.21 | Extra for providing and mixing water proofing material in cement plaster work in proportion recommended by... | bags | 59.75 | 13_Finishing | 29
13.22 | Extra for plastering exterior walls of height more than 10 m from ground level for every additional height... | sqm | 65.95 | 13_Finishing | 30
13.23.1 | Extra for plastering on circular work not exceeding 6 m in radius - In one coat | sqm | 35.8 | 13_Finishing | 30
13.23.2 | Extra for plastering on circular work not exceeding 6 m in radius - In two coats | sqm | 54.45 | 13_Finishing | 31
13.24.1 | Extra for plastering done on moulding, cornices or architraves including neat finish to line and level - In... | sqm | 532.75 | 13_Finishing | 31
13.24.2 | Extra for plastering done on moulding, cornices or architraves including neat finish to line and level - In... | sqm | 878.4 | 13_Finishing | 32
13.25.1 | Extra for plastering - Spherical ceiling | sqm | 133.6 | 13_Finishing | 32
13.25.2 | Extra for plastering - Groined ceiling | sqm | 144.75 | 13_Finishing | 33
13.25.3 | Extra for plastering - Flewing soffits | sqm | 88.35 | 13_Finishing | 33
13.26 | Providing and applying plaster of paris putty of 2 mm thickness over plastered surface to prepare the surfa... | sqm | 196.7 | 13_Finishing | 34
13.27 | Extra for lining out plaster to imitate stone or concrete blocks walling | sqm | 85.25 | 13_Finishing | 35
13.28.1 | 12 mm thick plain cement mortar bands in cement mortar 1:4 (1 cement : 4 fine sand) - Flush Band | metre | 5.7 | 13_Finishing | 35
13.28.2 | 12 mm thick plain cement mortar bands in cement mortar 1:4 (1 cement : 4 fine sand) - Sunk Band | metre | 6.2 | 13_Finishing | 36
13.28.3 | 12 mm thick plain cement mortar bands in cement mortar 1:4 (1 cement : 4 fine sand) - Raised Band | metre | 7.1 | 13_Finishing | 36
13.28.4 | 12 mm thick plain cement mortar bands in cement mortar 1:4 (1 cement : 4 fine sand) - Moulded Band | metre | 12.15 | 13_Finishing | 37
13.29.1 | 18 mm thick plain cement mortar band in cement mortar 1:4 (1 cement : 4 fine sand) - Flush Band | metre | 6.9 | 13_Finishing | 38
13.29.2 | 18 mm thick plain cement mortar band in cement mortar 1:4 (1 cement : 4 fine sand) - Sunk Band | metre | 7.6 | 13_Finishing | 38
13.29.3 | 18 mm thick plain cement mortar band in cement mortar 1:4 (1 cement : 4 fine sand) - Raised Band | metre | 8.7 | 13_Finishing | 39
13.29.4 | 18 mm thick plain cement mortar band in cement mortar 1:4 (1 cement : 4 fine sand) - Moulded Band | metre | 16.25 | 13_Finishing | 40
13.30 | 18 mm thick moulded cement mortar band in two coats under layer 12 mm thick with cement mortar 1:5 (1 cemen... | metre | 16.2 | 13_Finishing | 41
13.31.1 | Pointing on brick work or brick flooring with cement mortar 1:3 (1 cement : 3 fine sand) - Flush / Ruled/ S... | sqm | 191.55 | 13_Finishing | 41
13.31.2 | Pointing on brick work or brick flooring with cement mortar 1:3 (1 cement : 3 fine sand) - Raised and cut p... | sqm | 313.8 | 13_Finishing | 42
13.32.1 | Pointing on tile brick work with cement mortar 1:3 (1 cement : 3 fine sand) - Flush/ Ruled/ Struck or weath... | sqm | 260.9 | 13_Finishing | 42
13.33.1 | Pointing on stone work with cement mortar 1:3 (1 cement : 3 fine sand) - Flush/ Ruled pointing | sqm | 285.4 | 13_Finishing | 43
13.33.2 | Pointing on stone work with cement mortar 1:3 (1 cement : 3 fine sand) - Raised and cut pointing | sqm | 520.75 | 13_Finishing | 44
13.34 | Raised and cut pointing on stone work in white cement mortar 1:3 (1 white cement : 3 marble dust) | sqm | 538.25 | 13_Finishing | 44
13.35.1 | Pointing on stone slab ceiling with cement mortar 1:2 (1 cement : 2 fine sand) - Flush/ Ruled pointing | sqm | 159 | 13_Finishing | 45
13.36 | Extra for pointing on walls on the outside at height more than 10 m from ground level for every additional... | sqm | 7.15 | 13_Finishing | 45
13.37.1 | White washing with lime to give an even shade - New work (three or more coats) | sqm | 28.55 | 13_Finishing | 46
13.38 | Satna lime wash on walls with one coat | sqm | 11.5 | 13_Finishing | 46
13.39.1 | Colour washing such as green, blue or buff to give an even shade - New work (two or more coats) with a base... | sqm | 38.95 | 13_Finishing | 47
13.39.2 | Colour washing such as green, blue or buff to give an even shade - New work (two or more coats) with a base... | sqm | 38.5 | 13_Finishing | 47
13.40 | Distempering with dry distemper of approved brand and manufacture (two or more coats) of required shade on... | sqm | 117.75 | 13_Finishing | 48
13.41.1 | Distempering with oil bound washable distemper of approved brand and manufacture to give an even shade - Ne... | sqm | 153.45 | 13_Finishing | 48
13.42.1 | Distempering with 1st quality acrylic distemper (ready mixed) having VOC content less than 50 gms/litre, of... | sqm | 87.15 | 13_Finishing | 49
13.43.1 | Applying one coat of water thinnable cement primer of approved brand and manufacture on wall surface - Wate... | sqm | 60 | 13_Finishing | 50
13.44.1 | Finishing walls with water proofing cement paint of required shade - New work (Two or more coats applied @... | sqm | 91.25 | 13_Finishing | 50
13.45.1 | Finishing walls with textured exterior paint of required shade - New work (Two or more coats applied @ 3.28... | sqm | 232 | 13_Finishing | 51
13.46.1 | Finishing walls with Acrylic Smooth exterior paint of required shade - New work (Two or more coat applied @... | sqm | 164.7 | 13_Finishing | 51
13.47.1 | Finishing walls with Premium Acrylic Smooth exterior paint with Silicone additives of required shade - New... | sqm | 161.15 | 13_Finishing | 52
13.48.1 | Finishing with Deluxe Multi surface paint system for interiors and exteriors using Primer as per manufactur... | sqm | 142.2 | 13_Finishing | 52
13.48.2 | Finishing with Deluxe Multi surface paint system for interiors and exteriors using Primer as per manufactur... | sqm | 130.25 | 13_Finishing | 53
13.48.3 | Finishing with Deluxe Multi surface paint system for interiors and exteriors using Primer as per manufactur... | sqm | 125.8 | 13_Finishing | 54
13.48A.1 | Finishing walls with 100% Premium acrylic emulsion paint having VOC less than 50 gm/litre and UV resistance... | sqm | 146.2 | 13_Finishing | 54
13.50.1 | Applying priming coat - With ready mixed pink or Grey primer of approved brand and manufacture on wood work... | sqm | 57.05 | 13_Finishing | 55
13.50.2 | Applying priming coat - With ready mixed aluminium primer of approved brand and manufacture on resinous woo... | sqm | 57.55 | 13_Finishing | 55
13.50.3 | Applying priming coat - With ready mixed red oxide zinc chromate primer of approved brand and manufacture o... | sqm | 50.7 | 13_Finishing | 56
13.50.4 | Applying priming coat - With ready mixed red oxide zinc chromate primer of approved brand and manufacture o... | sqm | 27.2 | 13_Finishing | 56
13.51.1 | Painting with silicon & acrylic emulsion based water thinnable sealer of approved brand and manufacture on... | sqm | 81.2 | 13_Finishing | 57
13.51.2 | Painting with silicon & acrylic emulsion based water thinnable sealer of approved brand and manufacture on... | sqm | 129.05 | 13_Finishing | 58
13.52.1 | Finishing with Epoxy paint (two or more coats) at all locations prepared and applied as per manufacturer's... | sqm | 189.75 | 13_Finishing | 58
13.52.2 | Finishing with Epoxy paint (two or more coats) at all locations prepared and applied as per manufacturer's... | sqm | 189.4 | 13_Finishing | 59
13.53.1 | Painting on G.S. sheet with synthetic enamel paint of approved brand and manufacture of required colour to... | sqm | 138 | 13_Finishing | 60
13.54.1 | Applying a coat of mordant solution on G.S. sheet - With a solution of 38 gms of copper acetate in a litre... | sqm | 48.25 | 13_Finishing | 61
13.54.2 | Applying a coat of mordant solution on G.S. sheet - With a solution made of 13 gms of hydrochloric acid in... | sqm | 48.05 | 13_Finishing | 61
13.55.1 | Painting (two or more coats) on rain water, soil waste and vent pipes and fittings with black anticorrosive... | mtrs | 58.15 | 13_Finishing | 62
13.55.2 | Painting (two or more coats) on rain water, soil waste and vent pipes and fittings with black anticorrosive... | mtrs | 86.7 | 13_Finishing | 63
13.56.1 | Painting (two or more coats) on rain water, soil waste and vent pipes and fittings with synthetic enamel pa... | mtrs | 63.7 | 13_Finishing | 64
13.56.2 | Painting (two or more coats) on rain water, soil waste and vent pipes and fittings with synthetic enamel pa... | mtrs | 94.85 | 13_Finishing | 64
13.57.1 | Painting with oil type wood preservative of approved brand and manufacture - New work (two or more coats) | sqm | 44.5 | 13_Finishing | 65
13.58 | Providing and applying two coats of fire retardant paint on cleaned wood / ply surface @ 3.5 sqm per litre... | sqm | 292 | 13_Finishing | 66
13.59 | Coal tarring two coats on new work using 0.16 Litre and 0.12 litre coal tar per sqm in the first coat and s... | sqm | 50.3 | 13_Finishing | 66
13.60.1 | Wall painting with acrylic emulsion paint of approved brand and manufacture to give an even shade - Two or... | sqm | 128.65 | 13_Finishing | 67
13.61.1 | Painting with synthetic enamel paint of approved brand and manufacture to give an even shade - Two or more... | sqm | 121.55 | 13_Finishing | 67
13.62.1 | Painting with synthetic enamel paint of approved brand and manufacture of required colour to give an even s... | sqm | 177.15 | 13_Finishing | 68
13.63.1 | Painting with aluminium paint of approved brand and manufacture to give an even shade - Two or more coats o... | sqm | 112.25 | 13_Finishing | 68
13.64.1 | Painting with acid proof paint of approved brand and manufacture of required colour to give an even shade -... | sqm | 130.05 | 13_Finishing | 69
13.65.1 | Painting with black anti-corrosive bitumastic paint of approved brand and manufacture to give an even shade... | sqm | 106.05 | 13_Finishing | 70
13.66.1 | Floor painting with floor enamel paint of approved brand and manufacture of required colour to give an even... | sqm | 144.65 | 13_Finishing | 70
13.67.1 | Varnishing with varnish of approved brand and manufacture - Two or more coats of glue sizing with copal var... | sqm | 182.4 | 13_Finishing | 71
13.67.2 | Varnishing with varnish of approved brand and manufacture - Two or more coats glue sizing with spar varnish... | sqm | 183.25 | 13_Finishing | 71
13.68.1 | French spirit polishing - Two or more coats on new works including a coat of wood filler | sqm | 351.15 | 13_Finishing | 72
13.69.1 | Polishing on wood work with ready mixed wax polish of approved brand and manufacture - New work | sqm | 150.9 | 13_Finishing | 72
13.70 | Floor polishing on masonry or concrete floors with wax polish of approved brand and manufacture | sqm | 72.85 | 13_Finishing | 73
13.71 | Lettering with black Japan paint of approved brand and manufacture | letters | 4.7 | 13_Finishing | 73
13.72 | Washed stone grit plaster on exterior walls height upto 10 metre above ground level, in two layers, under l... | sqm | 896.75 | 13_Finishing | 74
13.73.1 | Forming groove of uniform size in the top layer of washed stone grit plaster as per approved pattern using... | mtrs | 57.15 | 13_Finishing | 75
13.73.2 | Forming groove of uniform size in the top layer of washed stone grit plaster as per approved pattern using... | mtrs | 57.75 | 13_Finishing | 76
13.74 | Extra for washed grit plaster on exterior walls of height more than 10 m from ground level for every additi... | sqm | 129.65 | 13_Finishing | 77
13.75 | Extra for washed stone grit plaster on circular work not exceeding 6 m in radius (in two coats) | sqm | 101.1 | 13_Finishing | 77
13.76 | Forming groove of uniform size from 12x12 mm and upto 25x15 mm in the top layer of washed stone grit plaste... | mtrs | 86.75 | 13_Finishing | 78
13.77 | Extra for using white cement in place of ordinary cement in the top layer of the item of washed stone grit... | sqm | 83.75 | 13_Finishing | 79
13.78 | Providing and applying 12 mm thick (average) premixed formulated one coat gypsum lightweight plaster having... | sqm | 342.85 | 13_Finishing | 79
13.79 | Extra for addition of synthetic Polyester triangular fibre of length 6 mm, effective diameter 10-40 microns... | nos | 66.9 | 13_Finishing | 80
13.80 | Providing and applying white cement based putty of average thickness 1 mm, of approved brand and manufactur... | sqm | 115.15 | 13_Finishing | 80
13.81.1 | Distempering with 1st quality acrylic distemper, having VOC (Volatile Organic Compound ) content less than... | sqm | 50.6 | 13_Finishing | 81
13.81.2 | Distempering with 1st quality acrylic distemper, having VOC (Volatile Organic Compound ) content less than... | sqm | 81.9 | 13_Finishing | 81
13.82.1 | Wall painting with acrylic emulsion paint, having VOC (Volatile Organic Compound ) content less than 50 gra... | sqm | 71.8 | 13_Finishing | 82
13.82.2 | Wall painting with acrylic emulsion paint, having VOC (Volatile Organic Compound ) content less than 50 gra... | sqm | 106.8 | 13_Finishing | 82
13.83.1 | Wall painting with premium acrylic emulsion paint of interior grade, having VOC (Volatile Organic Compound... | sqm | 75.1 | 13_Finishing | 83
13.83.2 | Wall painting with premium acrylic emulsion paint of interior grade, having VOC (Volatile Organic Compound... | sqm | 113.9 | 13_Finishing | 83
13.85.1 | Applying priming coats with primer of approved brand and manufacture, having low VOC (Volatile Organic Comp... | sqm | 57.05 | 13_Finishing | 84
13.85.3 | Applying priming coats with primer of approved brand and manufacture, having low VOC (Volatile Organic Comp... | sqm | 60 | 13_Finishing | 85
13.86 | 6 mm plaster on cement concrete or reinforced cement concrete work with white cement based polymer modified... | sqm | 205.5 | 13_Finishing | 85
13.87.1 | White washing with lime to give an even shade - Old work (two or more coats) | sqm | 16.75 | 13_Finishing | 86
13.87.2 | White washing with lime to give an even shade - Old work (one or more coats) | sqm | 10.25 | 13_Finishing | 86
13.88 | Removing white or colour wash by scrapping and sand papering and preparing the surface smooth including nec... | sqm | 14.2 | 13_Finishing | 87
13.89 | Distempering with dry distemper of approved brand and manufacture (one or more coats) and of required shade... | sqm | 49.55 | 13_Finishing | 88
13.90.1 | Distempering with 1st quality acrylic distember (Ready mix) having VOC content less than 50 grams/ litre of... | sqm | 54.3 | 13_Finishing | 88
13.91 | Removing dry or oil bound distemper, water proofing cement paint and the like by scrapping, sand papering a... | sqm | 18.25 | 13_Finishing | 89
13.92.1 | Painting on G.S. sheet with synthetic enamel paint of approved brand and manufacture of required colour to... | sqm | 71.05 | 13_Finishing | 89
13.93.1 | Painting (two or more coats) on rain water, soil, waste and vent pipes and fittings with black anticorrosiv... | metres | 43.6 | 13_Finishing | 90
13.94.1 | Painting (one or more coats) on rain water, soil waste and vent pipes and fittings with black anticorrosive... | metres | 20.55 | 13_Finishing | 90
13.94.2 | Painting (one or more coats) on rain water, soil waste and vent pipes and fittings with black anticorrosive... | metres | 27.15 | 13_Finishing | 91
13.94.3 | Painting (one or more coats) on rain water, soil waste and vent pipes and fittings with black anticorrosive... | metres | 39.1 | 13_Finishing | 91
13.95.1 | Painting (two or more coats) on rain water, soil waste and vent pipes and fittings with aluminium paint of... | metres | 45.15 | 13_Finishing | 92
13.95.2 | Painting (two or more coats) on rain water, soil waste and vent pipes and fittings with aluminium paint of... | metres | 62.65 | 13_Finishing | 93
13.95.3 | Painting (two or more coats) on rain water, soil waste and vent pipes and fittings with aluminium paint of... | metres | 93.35 | 13_Finishing | 94
13.96.1 | Painting (one or more coats) on rain water, soil waste and vent pipes and fittings with synthetic enamel pa... | metres | 21.75 | 13_Finishing | 94
13.96.2 | Painting (one or more coats) on rain water, soil waste and vent pipes and fittings with synthetic enamel pa... | metres | 27.95 | 13_Finishing | 95
13.96.3 | Painting (one or more coats) on rain water, soil waste and vent pipes and fittings with synthetic enamel pa... | metres | 40.2 | 13_Finishing | 96
13.97.1 | Painting with oil type wood preservative of approved brand and manufacture - Old work (one or more coats) | sqm | 33.9 | 13_Finishing | 96
13.98.1 | Wall painting with plastic emulsion paint of approved brand and manufacture to give an even shade - One or... | sqm | 84.65 | 13_Finishing | 97
13.99.1 | Painting with synthetic enamel paint of approved brand and manufacture of required colour to give an even s... | sqm | 79.95 | 13_Finishing | 97
13.100.1 | Painting with aluminium paint of approved brand and manufacture to give an even shade - One or more coats o... | sqm | 73.25 | 13_Finishing | 98
13.101.1 | Painting with acid proof paint of approved brand and manufacture of required colour to give an even shade -... | sqm | 85.1 | 13_Finishing | 98
13.102.1 | Painting with black anti-corrosive bitumastic paint of approved brand and manufacture to give an even shade... | sqm | 70.95 | 13_Finishing | 99
13.103.1 | French spirit polishing - One or more coats on old work | sqm | 176.85 | 13_Finishing | 99
13.104.1 | Polishing on wood work with ready made wax polish of approved brand and manufacture - Old work | sqm | 76.3 | 13_Finishing | 100
13.105 | Re-lettering with black Japan paint of approved brand and manufacture | letters | 3 | 13_Finishing | 100
13.106 | Painting (one or more coats) with black Japan paint of approved brand and manufacture to give an even shade | sqm | 72.45 | 13_Finishing | 101
13.107.1 | Providing and fixing C.P. brass chain and rubber plug complete for sink or wash basin - 32 mm dia | no | 75.1 | 13_Finishing | 101
13.107.2 | Providing and fixing C.P. brass chain and rubber plug complete for sink or wash basin - 40 mm dia | no | 75.1 | 13_Finishing | 102
13.108.1 | Distempering with 1st quality acrylic distemper (ready made) having VOC content less than 50 gm per ltr. of... | sqm | 48.05 | 13_Finishing | 102
13.109.1 | Finishing walls with water proofing cement paint of required shade - Old work (one or more coats applied @... | sqm | 87.2 | 13_Finishing | 103
13.109.2 | Finishing walls with water proofing cement paint of required shade - Old work (one or more coats @ 2.20 kg/... | sqm | 59.35 | 13_Finishing | 103
13.110.1 | Finishing walls with textured exterior paint of required shade - Old work (Two or more coats on existing ce... | sqm | 168.75 | 13_Finishing | 104
13.110.2 | Finishing walls with textured exterior paint of required shade - Old work (One or more coats) applied @ 1.8... | sqm | 105.3 | 13_Finishing | 104
13.111.1 | Finishing walls with Acrylic Smooth exterior paint of required shade - Old work (Two or more coat applied @... | sqm | 99.9 | 13_Finishing | 105
13.111.2 | Finishing walls with Acrylic Smooth exterior paint of required shade - Old work (One or more coat applied @... | sqm | 67.35 | 13_Finishing | 105
13.112.1 | Finishing walls with Premium Acrylic Smooth exterior paint with Silicone additives of required shade - Old... | sqm | 97.75 | 13_Finishing | 106
13.112.2 | Finishing walls with Premium Acrylic Smooth exterior paint with Silicone additives of required shade - Old... | sqm | 66.95 | 13_Finishing | 106
13.113.1 | Varnishing with varnish of approved brand and manufacture - One or more coats with copal varnish | sqm | 73.4 | 13_Finishing | 107
13.113.2 | Varnishing with varnish of approved brand and manufacture - One or more coats with spar varnish | sqm | 73.85 | 13_Finishing | 107
13.114 | Melamine polishing on wood work (one or more coat) | sqm | 110.75 | 13_Finishing | 108
13.115 | Varnishing with flatting varnish of approved brand and manufacture one or more coats on old work | sqm | 76.65 | 13_Finishing | 108
14.1.1 | Repairs to plaster of thickness 12 mm to 20 mm in patches of area 2.5 sq.meters and under, including cuttin... | sqm | 417.8 | 14_Repairs_to_Buildings | 112
14.1.2 | Repairs to plaster of thickness 12 mm to 20 mm in patches of area 2.5 sq.meters and under, including cuttin... | sqm | 429.6 | 14_Repairs_to_Buildings | 112
14.2.1 | Fixing chowkhats in existing opening including embedding chowkhats in floors or walls cutting masonry for h... | nos | 1366.85 | 14_Repairs_to_Buildings | 113
14.2.2 | Fixing chowkhats in existing opening including embedding chowkhats in floors or walls cutting masonry for h... | nos | 858.9 | 14_Repairs_to_Buildings | 114
14.2.3 | Fixing chowkhats in existing opening including embedding chowkhats in floors or walls cutting masonry for h... | nos | 637.85 | 14_Repairs_to_Buildings | 115
14.3 | Fixing chowkhat in existing opening in brick/ RCC wall with dash fasteners/ Chemical fasteners of appropria... | chowkhat | 193.95 | 14_Repairs_to_Buildings | 116
14.4.1 | Making the opening in brick masonry including dismantling in floor or walls by cutting masonry and making g... | sqm | 932.45 | 14_Repairs_to_Buildings | 116
14.5.1 | Renewing glass panes, with putty and nails wherever necessary including racking out the old putty - Float g... | sqm | 890.5 | 14_Repairs_to_Buildings | 117
14.5.2 | Renewing glass panes, with putty and nails wherever necessary including racking out the old putty - Float g... | sqm | 1184.85 | 14_Repairs_to_Buildings | 118
14.6.1 | Renewing glass panes, with wooden fillets wherever necessary - Float glass panes of nominal thickness 4 mm... | sqm | 1263 | 14_Repairs_to_Buildings | 118
14.6.2 | Renewing glass panes, with wooden fillets wherever necessary - Float glass panes of nominal thickness 5 mm... | sqm | 1557.35 | 14_Repairs_to_Buildings | 119
14.7.1 | Renewing glass panes and refixing existing wooden fillets - Float glass panes of nominal thickness 4 mm (we... | sqm | 989.85 | 14_Repairs_to_Buildings | 120
14.7.2 | Renewing glass panes and refixing existing wooden fillets - Float glass panes of nominal thickness 5 mm (we... | sqm | 1284.2 | 14_Repairs_to_Buildings | 120
14.8.1 | Supplying and fixing new wooden fillets wherever necessary - 2nd class teak wood fillets | metre | 61.5 | 14_Repairs_to_Buildings | 121
14.8.2 | Supplying and fixing new wooden fillets wherever necessary - Hollock wood fillets | metre | 54.7 | 14_Repairs_to_Buildings | 121
14.9 | Renewal of old putty of glass panes (length) | metres | 42.6 | 14_Repairs_to_Buildings | 122
14.10 | Refixing old glass panes with putty and nails | sqm | 554.05 | 14_Repairs_to_Buildings | 122
14.11 | Fixing old glass panes with wooden fillets (excluding cost of fillets) | sqm | 510.75 | 14_Repairs_to_Buildings | 123
14.12 | Providing and fixing 16 mm M.S. Fan clamps of standard shape and size in existing R.C.C. slab, including cu... | cm | 425.1 | 14_Repairs_to_Buildings | 123
14.13 | Regrading terracing of mud phaska covered with tiles or brick, in cement mortar by dismantling tiles or bri... | sqm | 521.6 | 14_Repairs_to_Buildings | 124
14.14.1 | Replacing sand stone slabs in roofing, laid in cement mortar 1:4 (1 cement : 4 coarse sand), including nece... | sqm | 957.7 | 14_Repairs_to_Buildings | 125
14.15.1 | Renewing wooden battens in roofs, including making good the holes in wall and painting with oil type wood p... | cudm | 91114.45 | 14_Repairs_to_Buildings | 126
14.16.1.1 | Renewing wooden beams in roofs including making good the holes in walls and painting with oil type wood pre... | cudm | 95325.8 | 14_Repairs_to_Buildings | 127
14.16.1.2 | Renewing wooden beams in roofs including making good the holes in walls and painting with oil type wood pre... | cudm | 60859.95 | 14_Repairs_to_Buildings | 128
14.16.2.1 | Renewing wooden beams in roofs including making good the holes in walls and painting with oil type wood pre... | cudm | 97267 | 14_Repairs_to_Buildings | 129
14.16.2.2 | Renewing wooden beams in roofs including making good the holes in walls and painting with oil type wood pre... | cudm | 62765.35 | 14_Repairs_to_Buildings | 130
14.17 | Raking out joints in lime or cement mortar and preparing the surface for re- pointing or replastering, incl... | sqm | 51.7 | 14_Repairs_to_Buildings | 131
14.18.1 | Flush pointing with cement mortar 1:3 (1 cement : 3 fine sand) mixed with 2% of integral water proofing com... | sqm | 103.45 | 14_Repairs_to_Buildings | 131
14.18.2 | Flush pointing with cement mortar 1:3 (1 cement : 3 fine sand) mixed with 2% of integral water proofing com... | sqm | 104.65 | 14_Repairs_to_Buildings | 132
14.19 | Taking out wind ties from roof including cutting out rusted bolts, nuts etc. and removing materials to any... | kg | 4 | 14_Repairs_to_Buildings | 132
14.20 | Fixing of old wind tie with new fittings including painting two or more coats with anticorrosive bitumastic... | metres | 102.6 | 14_Repairs_to_Buildings | 133
14.21 | Renewing bottom rail and/or top runner of collapsible gate including making good all damages and applying p... | kg | 224.6 | 14_Repairs_to_Buildings | 133
14.22.1 | Renewing Wrought iron or M.S. Wheel or roller of steel door or gate and fitting and fixing the same with ne... | nos | 146.75 | 14_Repairs_to_Buildings | 134
14.22.2 | Renewing Wrought iron or M.S. Wheel or roller of steel door or gate and fitting and fixing the same with ne... | nos | 240.45 | 14_Repairs_to_Buildings | 136
14.23 | Pumping out water caused by springs, tidal or river seepage, broken water mains or drains and the like. Det... | kilolitre | 169.05 | 14_Repairs_to_Buildings | 137
14.24 | Mud mortar made with local clay good earth | cum | 737 | 14_Repairs_to_Buildings | 137
14.25 | Brick work with common burnt clay bricks of class designation 7.5 in mud mortar | cum | 5281.35 | 14_Repairs_to_Buildings | 138
14.26.1.1 | Providing and fixing 25 mm thick shutters for cup board etc - Panelled or panelled & glazed shutters - Supe... | sqm | 4456.6 | 14_Repairs_to_Buildings | 138
14.26.1.2 | Providing and fixing 25 mm thick shutters for cup board etc - Panelled or panelled & glazed shutters - Ist... | sqm | 3852.7 | 14_Repairs_to_Buildings | 139
14.26.2.1 | Providing and fixing 25 mm thick shutters for cup board etc - Glazed shutters - Superior class teak wood in... | sqm | 4448.45 | 14_Repairs_to_Buildings | 140
14.26.2.2 | Providing and fixing 25 mm thick shutters for cup board etc - Glazed shutters - Ist class teak wood includi... | sqm | 3798.05 | 14_Repairs_to_Buildings | 141
14.27.1 | Providing and fixing plain jaffri door and window shutters including bright or/ and black enamelled M.S. bu... | sqm | 4069.7 | 14_Repairs_to_Buildings | 142
14.28.1 | Providing and fixing brass curtain rods of wall thickness 1.25 mm with two brass brackets fixed with brass... | metres | 292.9 | 14_Repairs_to_Buildings | 143
14.28.2 | Providing and fixing brass curtain rods of wall thickness 1.25 mm with two brass brackets fixed with brass... | metres | 359.8 | 14_Repairs_to_Buildings | 144
14.29 | Providing and fixing M.S. round or square bars with M.S. flats at required spacing in wooden frames of wind... | kg | 92.05 | 14_Repairs_to_Buildings | 144
14.30.1 | Providing joists (karries) including hoisting, fixing in position and applying wood preservative on unexpos... | cudm | 90056.65 | 14_Repairs_to_Buildings | 145
14.30.2 | Providing joists (karries) including hoisting, fixing in position and applying wood preservative on unexpos... | cudm | 55939.25 | 14_Repairs_to_Buildings | 146
14.31.1 | Providing and fixing bright finished brass single acting spring hinges with necessary brass screws etc. com... | hinges | 647.55 | 14_Repairs_to_Buildings | 146
14.31.2 | Providing and fixing bright finished brass single acting spring hinges with necessary brass screws etc. com... | hinges | 460.25 | 14_Repairs_to_Buildings | 147
14.31.3 | Providing and fixing bright finished brass single acting spring hinges with necessary brass screws etc. com... | hinges | 408.1 | 14_Repairs_to_Buildings | 147
14.32.1 | Providing and fixing bright finished brass double acting spring hinges with necessary brass screws etc. com... | hinges | 721.15 | 14_Repairs_to_Buildings | 148
14.32.2 | Providing and fixing bright finished brass double acting spring hinges with necessary brass screws etc. com... | hinges | 614.1 | 14_Repairs_to_Buildings | 148
14.32.3 | Providing and fixing bright finished brass double acting spring hinges with necessary brass screws etc. com... | hinges | 595.4 | 14_Repairs_to_Buildings | 149
14.33.1 | Providing and fixing bright finished brass flush bolts with necessary brass screws etc. complete - 250 mm | hinges | 229.45 | 14_Repairs_to_Buildings | 149
14.33.2 | Providing and fixing bright finished brass flush bolts with necessary brass screws etc. complete - 150 mm | hinges | 199.5 | 14_Repairs_to_Buildings | 150
14.33.3 | Providing and fixing bright finished brass flush bolts with necessary brass screws etc. complete - 100 mm | hinges | 145.95 | 14_Repairs_to_Buildings | 150
14.34 | Providing and fixing 150 mm bright finished floor brass door stopper with rubber cushion, necessary brass s... | nos | 232.5 | 14_Repairs_to_Buildings | 151
14.35.1 | Providing and fixing bright finished brass hard drawn hooks and eyes - 300 mm | nos | 86.45 | 14_Repairs_to_Buildings | 151
14.35.2 | Providing and fixing bright finished brass hard drawn hooks and eyes - 250 mm | hooks | 82.95 | 14_Repairs_to_Buildings | 152
14.35.3 | Providing and fixing bright finished brass hard drawn hooks and eyes - 200 mm | nos | 74.4 | 14_Repairs_to_Buildings | 152
14.35.4 | Providing and fixing bright finished brass hard drawn hooks and eyes - 150 mm | nos | 59.7 | 14_Repairs_to_Buildings | 153
14.35.5 | Providing and fixing bright finished brass hard drawn hooks and eyes - 100 mm | nos | 52.35 | 14_Repairs_to_Buildings | 153
14.36 | Providing and fixing bright finished brass fan light pivot with necessary brass screws etc. complete | nos | 39.7 | 14_Repairs_to_Buildings | 154
14.37 | Providing and fixing 300 mm long bright finished brass chain with hook for fan light including necessary br... | nos | 63.65 | 14_Repairs_to_Buildings | 154
14.38 | Providing and fixing bright finished brass quadrant stay 300 mm long with necessary brass screws etc. complete | quadrant | 162.65 | 14_Repairs_to_Buildings | 155
14.39 | Providing and fixing bright finished brass helical door spring (superior quality) | nos | 457.9 | 14_Repairs_to_Buildings | 155
14.40.1 | Providing and fixing chromium plated brass butt hinges with necessary chromium plated brass screws etc. com... | nos | 170.1 | 14_Repairs_to_Buildings | 156
14.40.2 | Providing and fixing chromium plated brass butt hinges with necessary chromium plated brass screws etc. com... | nos | 145.6 | 14_Repairs_to_Buildings | 156
14.40.3 | Providing and fixing chromium plated brass butt hinges with necessary chromium plated brass screws etc. com... | nos | 162.15 | 14_Repairs_to_Buildings | 157
14.40.4 | Providing and fixing chromium plated brass butt hinges with necessary chromium plated brass screws etc. com... | nos | 97.35 | 14_Repairs_to_Buildings | 157
14.40.5 | Providing and fixing chromium plated brass butt hinges with necessary chromium plated brass screws etc. com... | nos | 40.8 | 14_Repairs_to_Buildings | 158
14.41 | Providing and fixing 85x42 mm chromium plated brass pull bolt lock with necessary chromium plated brass scr... | nos | 245.2 | 14_Repairs_to_Buildings | 158
14.72 | Providing and fixing double scaffolding system (cup lock type) on the exterior side, up to seven story heig... | sqm | 257.95 | 14_Repairs_to_Buildings | 159
14.72X | Scaffolding | sqm | 7676.5 | 14_Repairs_to_Buildings | 160
14.73 | Providing and fixing bright finished brass casement window fasteners or peg stays to windows/ ventilators w... | kg | 473.9 | 14_Repairs_to_Buildings | 161
14.74 | Providing and fixing 14 mm bright finished brass spring catch to steel centre hung ventilators with necessa... | window | 57.3 | 14_Repairs_to_Buildings | 161
14.75 | Repair to plaster of thickness 12mm to 20 mm in patches of area 2.5 sqm and under, including cutting the pa... | sqm | 512 | 14_Repairs_to_Buildings | 162
14.75A | Cleaning of terrace/loft water storage tank (inside surface area) upto 2000 litre capacity at all heights w... | litres | 0.35 | 14_Repairs_to_Buildings | 163
14.76 | Cleaning and desilting of gully trap chamber, including removal of rubbish mixed with earth etc. and dispos... | nos | 77.65 | 14_Repairs_to_Buildings | 163
14.77 | Cleaning of chocked sewer line by diesel running vehicle mounting hydraulic operated high pressure suction... | metres | 256.9 | 14_Repairs_to_Buildings | 164
14.78 | Cleaning of under ground sump, Over Head R.C.C. Tank ( independent staging) including disposal of slit and... | sqm | 63.7 | 14_Repairs_to_Buildings | 165
14.79 | Disconnecting damaged overhead/terrace PVC water storage tank of any size from water supply line and removi... | No | 317.75 | 14_Repairs_to_Buildings | 166
14.80.1 | Providing & fixing White vitreous china water closet squatting pan (Indian type) along with "S" or "P" trap... | no | 2724.1 | 14_Repairs_to_Buildings | 166
14.80.2 | Providing & fixing White vitreous china water closet squatting pan (Indian type) along with "S" or "P" trap... | no | 3537.8 | 14_Repairs_to_Buildings | 167
14.81 | Cutting holes of required size in brick masonry wall for fixing of exhaust fan including providing and fixi... | nos | 220.4 | 14_Repairs_to_Buildings | 168
14.82 | Dismantling W.C. Pan of all sizes including disposal of dismantled materials i/c malba all complete as per... | no | 96 | 14_Repairs_to_Buildings | 168
14.83 | Hacking of CC flooring including cleaning for surface etc. complete as per direction of the Engineer-in-Charge | sqm | 2.5 | 14_Repairs_to_Buildings | 169
14.84 | Dismantling 15 to 40 mm dia G.I. pipe including stacking of dismantled pipes (within 50 metres lead) as per... | metres | 2.7 | 14_Repairs_to_Buildings | 169
14.85 | Taking out existing wooden door shutter, repair by cutting, painting etc. and refixing of repaired door shu... | sqm | 297.85 | 14_Repairs_to_Buildings | 170
14.86 | Providing and laying in situ seven course water proofing treatment with APP (Atactic poly-propylene) modifi... | sqm | 592.65 | 14_Repairs_to_Buildings | 170
14.87 | Providing and laying in situ five course water proofing treatment with APP (Atactic Polypropylene) modified... | sqm | 408.75 | 14_Repairs_to_Buildings | 171
14.88 | Providing and laying in situ seven course water proofing treatment with APP (Atactic Polypropylene) modifie... | sqm | 651.5 | 14_Repairs_to_Buildings | 172
14.89.1 | Providing and fixing APP (Atactic Polypropylene Polymer) modified prefabricated five layer 2 mm thick water... | sqm | 419.75 | 14_Repairs_to_Buildings | 174
14.90.1 | Providing and laying APP (Atactic Polypropylene Polymer) modified prefabricated five layer, 3 mm thick wate... | sqm | 512.95 | 14_Repairs_to_Buildings | 174
14.91.1 | Providing and laying APP (Atactic Polypropylene Polymer) modified prefabricated five layer 3 mm thick water... | sqm | 535 | 14_Repairs_to_Buildings | 175
14.92 | Extra for covering top of membrane with Geotextile, 120 gsm non woven, 100% polyester of thickness 1 to 1.2... | sqm | 99.75 | 14_Repairs_to_Buildings | 176
14.93 | Providing round the clock security guard without gun for watch & ward of Government premises and its all be... | job | 732.55 | 14_Repairs_to_Buildings | 177
14.94 | Providing round the clock security guard with gun for watch & ward of Government premises and its all belon... | job | 803.85 | 14_Repairs_to_Buildings | 178
15.1 | Demolishing lime concrete manually/ by mechanical means and disposal of | cum | 607.5 | 15_Dismantling_Demolishing | 182
15.2.1 | Demolishing cement concrete manually/ by mechanical means including disposal of material within 50 metres l... | cum | 1737.45 | 15_Dismantling_Demolishing | 182
15.2.2 | Demolishing cement concrete manually/ by mechanical means including disposal of material within 50 metres l... | cum | 1072.8 | 15_Dismantling_Demolishing | 182
15.3 | Demolishing R.C.C. work manually/ by mechanical means including stacking of steel bars and disposal of unse... | cum | 2534.7 | 15_Dismantling_Demolishing | 183
15.4 | Demolishing R.B. work manually/ by mechanical means including stacking of steel bars and disposal of unserv... | cum | 2267.15 | 15_Dismantling_Demolishing | 183
15.5 | Extra for cutting reinforcement bars manually/ by mechanical means in R.C.C. or R.B. work (Payment shall be... | sqm | 863.35 | 15_Dismantling_Demolishing | 184
15.6 | Extra for scrapping, cleaning and straightening reinforcement from R.C.C. or R.B. work | kg | 6.7 | 15_Dismantling_Demolishing | 184
15.7.1 | Demolishing brick work manually/ by mechanical means including stacking of serviceable material and disposa... | cum | 503 | 15_Dismantling_Demolishing | 185
15.7.2 | Demolishing brick work manually/ by mechanical means including stacking of serviceable material and disposa... | cum | 1271.95 | 15_Dismantling_Demolishing | 185
15.7.3 | Demolishing brick work manually/ by mechanical means including stacking of serviceable material and disposa... | cum | 607.5 | 15_Dismantling_Demolishing | 186
15.7.4 | Demolishing brick work manually/ by mechanical means including stacking of serviceable material and disposa... | cum | 1469.9 | 15_Dismantling_Demolishing | 186
15.8.1 | Removing mortar from bricks and cleaning bricks including stacking within a lead of 50 m (stacks of cleaned... | nos | 3354.55 | 15_Dismantling_Demolishing | 187
15.8.2 | Removing mortar from bricks and cleaning bricks including stacking within a lead of 50 m (stacks of cleaned... | nos | 3886.35 | 15_Dismantling_Demolishing | 187
15.8.3 | Removing mortar from bricks and cleaning bricks including stacking within a lead of 50 m (stacks of cleaned... | nos | 4880.9 | 15_Dismantling_Demolishing | 187
15.9.1 | Demolishing stone rubble masonry manually/ by mechanical means including stacking of serviceable material a... | cum | 826.45 | 15_Dismantling_Demolishing | 188
15.9.2 | Demolishing stone rubble masonry manually/ by mechanical means including stacking of serviceable material a... | cum | 1754.3 | 15_Dismantling_Demolishing | 188
15.10.1 | Dismantling dressed stone work ashlar face stone work, marble work or precast concrete work manually/ by me... | cum | 1045.05 | 15_Dismantling_Demolishing | 189
15.10.2 | Dismantling dressed stone work ashlar face stone work, marble work or precast concrete work manually/ by me... | cum | 2052.9 | 15_Dismantling_Demolishing | 189
15.11.1 | Removing mortar from and cleaning stones and concrete articles (net quantity of stacks of cleaned materials... | cum | 345.45 | 15_Dismantling_Demolishing | 190
15.11.2 | Removing mortar from and cleaning stones and concrete articles (net quantity of stacks of cleaned materials... | cum | 495.8 | 15_Dismantling_Demolishing | 190
15.12.1 | Dismantling doors, windows and clerestory windows (steel or wood) shutter including chowkhats, architrave,... | nos | 274.5 | 15_Dismantling_Demolishing | 191
15.12.2 | Dismantling doors, windows and clerestory windows (steel or wood) shutter including chowkhats, architrave,... | nos | 375.65 | 15_Dismantling_Demolishing | 191
15.13.1 | Taking out doors, windows and clerestory window shutters (steel or wood) including stacking within 50 metre... | nos | 106.55 | 15_Dismantling_Demolishing | 192
15.13.2 | Taking out doors, windows and clerestory window shutters (steel or wood) including stacking within 50 metre... | nos | 140.7 | 15_Dismantling_Demolishing | 192
15.14.1 | Dismantling wood work in frames, trusses, purlins and rafters up to 10 metres span and 5 metres height incl... | cum | 3345.9 | 15_Dismantling_Demolishing | 193
15.14.2 | Dismantling wood work in frames, trusses, purlins and rafters up to 10 metres span and 5 metres height incl... | metre | 13.4 | 15_Dismantling_Demolishing | 193
15.15.1 | Extra for dismantling trusses, rafters, purlins etc. of wood work for every additional span of one metre or... | cum | 441.5 | 15_Dismantling_Demolishing | 193
15.15.2 | Extra for dismantling trusses, rafters, purlins etc. of wood work for every additional span of one metre or... | metre | 1.25 | 15_Dismantling_Demolishing | 194
15.16.1 | Extra for dismantling trusses, rafters, purlins etc. of wood work for every additional height of one metre... | cum | 636.25 | 15_Dismantling_Demolishing | 194
15.16.2 | Extra for dismantling trusses, rafters, purlins etc. of wood work for every additional height of one metre... | metre | 2.5 | 15_Dismantling_Demolishing | 195
15.17.1 | Dismantling steel work in single sections including dismembering and stacking within 50 metres lead in - R.... | quintal | 2.45 | 15_Dismantling_Demolishing | 195
15.17.2 | Dismantling steel work in single sections including dismembering and stacking within 50 metres lead in - Ch... | quintal | 1.7 | 15_Dismantling_Demolishing | 196
15.18 | Dismantling steel work in built up sections in angles, tees, flats and channels including all gusset plates... | quintal | 4.15 | 15_Dismantling_Demolishing | 196
15.19 | Dismantling steel work manually/ by mechanical means in built up sections without dismembering and stacking... | quintal | 2.75 | 15_Dismantling_Demolishing | 197
15.20 | Extra for dismantling trusses, rafters, purlins etc. of steel work for every additional span of one metre o... | quintal | 0.6 | 15_Dismantling_Demolishing | 197
15.21 | Extra for dismantling trusses, rafters, purlins etc. of steel work for every additional height of one metre... | quintal | 0.6 | 15_Dismantling_Demolishing | 198
15.22 | Extra for marking of structural steel work required to be re-erected | quintal | 3.45 | 15_Dismantling_Demolishing | 198
15.23.1 | Dismantling tile work in floors and roofs laid in cement mortar including stacking material within 50 metre... | sqm | 54.85 | 15_Dismantling_Demolishing | 199
15.23.2 | Dismantling tile work in floors and roofs laid in cement mortar including stacking material within 50 metre... | sqm | 85.7 | 15_Dismantling_Demolishing | 199
15.24 | Demolishing dry brick pitching in floors, drains etc. including stacking of serviceable material and dispos... | cum | 940.5 | 15_Dismantling_Demolishing | 199
15.25 | Dismantling stone slab flooring laid in cement mortar including stacking of serviceable material and dispos... | sqm | 190.3 | 15_Dismantling_Demolishing | 200
15.26 | Demolishing brick tile covering in terracing including stacking of serviceable | sqm | 79.6 | 15_Dismantling_Demolishing | 200
15.27 | Demolishing mud phaska in terracing and disposal of material within 50 metres lead | cum | 652.3 | 15_Dismantling_Demolishing | 201
15.28.1 | Dismantling roofing including ridges, hips, valleys and gutters etc., and stacking the material within 50 m... | sqm | 121.9 | 15_Dismantling_Demolishing | 201
15.28.2 | Dismantling roofing including ridges, hips, valleys and gutters etc., and stacking the material within 50 m... | sqm | 56.9 | 15_Dismantling_Demolishing | 202
15.29 | Dismantling stone slab roofing over wooden karries or R.C.C. battens (dismantling karries and battens to be... | cum | 1902.9 | 15_Dismantling_Demolishing | 202
15.30 | Dismantling jack arch roofing and floors including stacking of serviceable | sqm | 181.35 | 15_Dismantling_Demolishing | 202
15.31 | Dismantling tiled roofing with battens, boarding etc. complete including stacking of serviceable material a... | sqm | 150 | 15_Dismantling_Demolishing | 203
15.32 | Demolishing thatch roofing including mats, bamboo, jaffari etc. complete including stacking of serviceable... | sqm | 41.3 | 15_Dismantling_Demolishing | 203
15.33 | Dismantling wooden ballies in posts and struts including stacking within 50metres lead | metre | 14.95 | 15_Dismantling_Demolishing | 204
15.34.1 | Dismantling and stacking within 50 metres lead, fencing posts or struts including all earth work and disman... | nos | 170.25 | 15_Dismantling_Demolishing | 204
15.34.2 | Dismantling and stacking within 50 metres lead, fencing posts or struts including all earth work and disman... | nos | 182.6 | 15_Dismantling_Demolishing | 205
15.35 | Cutting ballies or wooden posts of fencing at the point of projection above the concrete or ground and stac... | ballie | 11.15 | 15_Dismantling_Demolishing | 205
15.36 | Dismantling barbed wire or flexible wire rope in fencing including making rolls and stacking within 50 metr... | quintal | 26.25 | 15_Dismantling_Demolishing | 206
15.37 | Dismantling wooden trellis work excluding frames but including stacking the serviceable material within 50... | sqm | 47.15 | 15_Dismantling_Demolishing | 206
15.38 | Dismantling expanded metal or I.R.C. fabrics with necessary battens and beading including stacking the serv... | sqm | 55 | 15_Dismantling_Demolishing | 207
15.39.1 | Dismantling wooden boardings in lining of walls and partitions, excluding supporting members but including... | sqm | 44.9 | 15_Dismantling_Demolishing | 207
15.39.2 | Dismantling wooden boardings in lining of walls and partitions, excluding supporting members but including... | sqm | 57.3 | 15_Dismantling_Demolishing | 207
15.39.3 | Dismantling wooden boardings in lining of walls and partitions, excluding supporting members but including... | sqm | 66.55 | 15_Dismantling_Demolishing | 208
15.40.1 | Dismantling precast concrete or stone slabs in walls, partition walls etc. including stacking within 50 met... | sqm | 208.4 | 15_Dismantling_Demolishing | 208
15.40.2 | Dismantling precast concrete or stone slabs in walls, partition walls etc. including stacking within 50 met... | sqm | 312.25 | 15_Dismantling_Demolishing | 209
15.41 | Dismantling cement asbestos or other hard board ceiling or partition walls including stacking of serviceabl... | sqm | 42 | 15_Dismantling_Demolishing | 209
15.42.1 | Dismantling C.I. or asbestos rain water pipe with fittings and clamps including stacking the material withi... | metre | 54 | 15_Dismantling_Demolishing | 210
15.42.2 | Dismantling C.I. or asbestos rain water pipe with fittings and clamps including stacking the material withi... | metre | 55.65 | 15_Dismantling_Demolishing | 210
15.42.3 | Dismantling C.I. or asbestos rain water pipe with fittings and clamps including stacking the material withi... | metre | 57.3 | 15_Dismantling_Demolishing | 211
15.43.1 | Dismantling manually/ by mechanical means including stacking of serviceable - Water bound macadam road | sqm | 156 | 15_Dismantling_Demolishing | 211
15.43.2 | Dismantling manually/ by mechanical means including stacking of serviceable - bituminous road | sqm | 306.65 | 15_Dismantling_Demolishing | 212
15.44.1 | Dismantling G.I. pipes (external work) including excavation and refilling trenches after taking out the pip... | metre | 108.15 | 15_Dismantling_Demolishing | 213
15.44.2 | Dismantling G.I. pipes (external work) including excavation and refilling trenches after taking out the pip... | metre | 117.75 | 15_Dismantling_Demolishing | 213
15.45.1 | Dismantling C.I. pipes including excavation and refilling trenches after taking out the pipes, manually/ by... | metre | 299.05 | 15_Dismantling_Demolishing | 214
15.45.2 | Dismantling C.I. pipes including excavation and refilling trenches after taking out the pipes, manually/ by... | metre | 395.1 | 15_Dismantling_Demolishing | 214
15.45.3 | Dismantling C.I. pipes including excavation and refilling trenches after taking out the pipes, manually/ by... | metre | 515.45 | 15_Dismantling_Demolishing | 215
15.46.1 | Dismantling steel cylinder R.C. pipes including excavation and refilling trenches after taking out the pipe... | metre | 506.25 | 15_Dismantling_Demolishing | 216
15.46.2 | Dismantling steel cylinder R.C. pipes including excavation and refilling trenches after taking out the pipe... | metre | 1281.7 | 15_Dismantling_Demolishing | 216
15.47.1 | Dismantling asbestos cement pressure pipes including excavation and refilling trenches after taking out the... | metre | 236.9 | 15_Dismantling_Demolishing | 217
15.47.2 | Dismantling asbestos cement pressure pipes including excavation and refilling trenches after taking out the... | metre | 287.5 | 15_Dismantling_Demolishing | 218
15.48 | Taking out C.I. cover with frame from R.C.C. top slab of manholes of various sizes including demolishing of... | man | 500.4 | 15_Dismantling_Demolishing | 218
15.49 | Taking out C.I. cover with frame from R.C.C. top slab of inspection chambers of various sizes including dem... | man | 292.25 | 15_Dismantling_Demolishing | 219
15.50 | Dismantling of R.C.C. spun vent shaft including excavating the cement concrete pit completely, taking out t... | cum | 3353.9 | 15_Dismantling_Demolishing | 220
15.51 | Dismantling of road gully chamber of various sizes including C.I. grating with frame including stacking of... | chamber | 686.7 | 15_Dismantling_Demolishing | 220
15.52 | Dismantling of flushing cistern of all types (C.I./PVC/Vitrious China) including stacking of useful materia... | nos | 668.15 | 15_Dismantling_Demolishing | 221
15.53.1 | Dismantling of C.I. sluice valve including stacking of useful materials within a lead of 50 metres - Up to... | nos | 239.05 | 15_Dismantling_Demolishing | 222
15.53.2 | Dismantling of C.I. sluice valve including stacking of useful materials within a lead of 50 metres - Above... | nos | 878.7 | 15_Dismantling_Demolishing | 222
15.54 | Dismantling of spindle fire hydrant including stacking of useful materials within 50 metres lead | nos | 537.6 | 15_Dismantling_Demolishing | 223
15.55.1 | Dismantling of cement concrete platform along with curtain walls and base concrete etc. including stacking... | platform | 787.7 | 15_Dismantling_Demolishing | 223
15.55.2 | Dismantling of cement concrete platform along with curtain walls and base concrete etc. including stacking... | platform | 1208.25 | 15_Dismantling_Demolishing | 224
15.55.3 | Dismantling of cement concrete platform along with curtain walls and base concrete etc. including stacking... | platform | 1710.2 | 15_Dismantling_Demolishing | 225
15.56 | Dismantling old plaster or skirting raking out joints and cleaning the surface for plaster including dispos... | sqm | 39 | 15_Dismantling_Demolishing | 225
15.57 | Dismantling aluminium/ Gypsum partitions, doors, windows, fixed glazing and false ceiling including disposa... | sqm | 42 | 15_Dismantling_Demolishing | 226
15.58 | Demolishing R.C.C. work by mechanical means and stockpiling at designated locations and disposal of dismant... | cum | 2130 | 15_Dismantling_Demolishing | 226
15.59 | Dismantling of flexible pavement (bituminous courses) by mechanical means and disposal of dismantled materi... | cum | 321.25 | 15_Dismantling_Demolishing | 227
15.60 | Disposal of building rubbish / malba / similar unserviceable, dismantled or waste materials by mechanical m... | cum | 138.85 | 15_Dismantling_Demolishing | 227
16.1 | Preparation and consolidation of sub grade with power road roller of 8 to 12 tonne capacity after excavatin... | sqm | 156.75 | 16_Road_Work | 230
16.2 | Extra for compaction of earth work in embankment under optimum moisture conditions to give at least 95% of... | cum | 18.2 | 16_Road_Work | 230
16.3.1 | Supplying and stacking at site - 90 mm to 45 mm size stone aggregate | cum | 1840.05 | 16_Road_Work | 231
16.3.2 | Supplying and stacking at site - 63 mm to 45 mm size stone aggregate | cum | 1535.65 | 16_Road_Work | 231
16.3.3 | Supplying and stacking at site - 53 mm to 22.4 mm size stone aggregate | cum | 1749.75 | 16_Road_Work | 232
16.3.4 | Supplying and stacking at site - Over burnt (Jhama) brick aggregate 120 mm to 40 mm | cum | 819.85 | 16_Road_Work | 232
16.3.5 | Supplying and stacking at site - Over burnt (Jhama) brick aggregate 90 mm to 45 mm | cum | 793.1 | 16_Road_Work | 233
16.3.6 | Supplying and stacking at site - Stone screening 13.2 mm nominal size (Type A) | cum | 1727.65 | 16_Road_Work | 233
16.3.7 | Supplying and stacking at site - Stone screening 11.2 mm nominal size (Type B) | cum | 1978.5 | 16_Road_Work | 234
16.3.8 | Supplying and stacking at site - Red bajri | cum | 1476.8 | 16_Road_Work | 234
16.3.9 | Supplying and stacking at site - Good earth | cum | 483.9 | 16_Road_Work | 234
16.3.10 | Supplying and stacking at site - Moorum | cum | 807.8 | 16_Road_Work | 235
16.4 | Laying, spreading and compacting stone aggregate of specified sizes to WBM specifications in uniform thickn... | cum | 767.25 | 16_Road_Work | 235
16.5.1 | Laying water bound macadam sub-base with brick aggregate and binding - Over burnt (Jhama) brick aggregate 1... | cum | 630.35 | 16_Road_Work | 236
16.5.2 | Laying water bound macadam sub-base with brick aggregate and binding - Over burnt (Jhama) brick aggregate 9... | cum | 630.35 | 16_Road_Work | 237
16.6.1 | Supplying, stacking and Spreading 6 mm thick red bajri, watering and rolling complete including preparation... | sqm | 19.9 | 16_Road_Work | 237
16.7.1 | Brick edging in full brick width and half brick depth including excavation, refilling and disposal of surpl... | metres | 167.8 | 16_Road_Work | 238
16.8.1 | Brick edging laid lengthwise with half brick depth including excavation, refilling and disposal of surplus... | metre | 46.75 | 16_Road_Work | 239
16.9 | Scarifying metalled (water-bound) road surface including disposal of rubbish, lead upto 50 m and consolidat... | sqm | 24.55 | 16_Road_Work | 239
16.10 | Making bajri path including preparation of subgrade, supplying and laying brick aggregate of 50 mm nominal... | sqm | 172.45 | 16_Road_Work | 240
16.11 | Dry stone pitching 22.5 cm thick including supply of stones and preparing surface complete | sqm | 730.2 | 16_Road_Work | 241
16.12.1 | Dry brick pitching half brick thick in drains including supply of bricks and preparing the surface complete... | sqm | 568.7 | 16_Road_Work | 241
16.13.1 | Cutting road and making good the same including supply of extra quantities of materials i.e. aggregate, moo... | cum | 3677.15 | 16_Road_Work | 242
16.13.2 | Cutting road and making good the same including supply of extra quantities of materials i.e. aggregate, moo... | cum | 2275.95 | 16_Road_Work | 243
16.14 | Cutting bajri paths and making good the same including supply of extra quantities of brick aggregate, mooru... | sqm | 212.25 | 16_Road_Work | 243
16.15.1 | Supplying at site - R.C.C. Standards post/ struts/rails/ pales of mix 1:1.5:3 (1 cement : 1.5 coarsesand :... | cum | 26754.35 | 16_Road_Work | 244
16.15.2 | Supplying at site - Welded steel wire fabric of required width having rectangular mesh painted with two or... | kg | 74.35 | 16_Road_Work | 246
16.16 | Supplying and fixing turn buckles and straining bolts for barbed wire fencing | set | 238.65 | 16_Road_Work | 246
16.17.1 | Fencing with R.C.C. post placed at required distance, embedded in cement concrete blocks, every 15th post,... | m | 12 | 16_Road_Work | 247
16.18.1 | Fencing with angle iron post placed at required distance embedded in cement concrete blocks, every 15th pos... | m | 19.05 | 16_Road_Work | 248
16.19 | Supplying at site Angle iron post & strut of required size including bottom to be split and bent at right a... | quintal | 92.4 | 16_Road_Work | 248
16.20 | Welded steel wire fabric fencing with posts of specified material and of standard design placed and embedde... | sqm | 51 | 16_Road_Work | 249
16.21 | Engraving letters in hard stone | letters | 8.2 | 16_Road_Work | 250
16.22 | Providing and fixing 15x15x90 cm boundary stone of hard stone with top 30 cm chisel dressed on all four sid... | stone | 207.75 | 16_Road_Work | 250
16.23 | Providing and fixing 15 cm dia at top, 20 cm at bottom and 90 cm high precast reinforced cement concrete 1:... | stone | 663.55 | 16_Road_Work | 251
16.24.1 | Providing and fixing precast reinforced cement concrete 1:1.5:3 (1 cement : 1.5 coarse sand : 3 graded ston... | stone | 2308.5 | 16_Road_Work | 252
16.24.2 | Providing and fixing precast reinforced cement concrete 1:1.5:3 (1 cement : 1.5 coarse sand : 3 graded ston... | stone | 4211.25 | 16_Road_Work | 254
16.24.3 | Providing and fixing precast reinforced cement concrete 1:1.5:3 (1 cement : 1.5 coarse sand : 3 graded ston... | stone | 1546 | 16_Road_Work | 255
16.25 | Surface dressing on new surface with paving bitumen of grade VG - 10 of approved quality using 2.25 kg of b... | sqm | 167.25 | 16_Road_Work | 256
16.26 | Surface dressing on new surface in two coats with bitumen of grade VG -10 of approved quality using 1.8 kg... | sqm | 232.05 | 16_Road_Work | 258
16.27 | Surface dressing on old surface with hot bitumen of grade VG - 10 of approved quality using 1.95 kg of bitu... | sqm | 130.4 | 16_Road_Work | 260
16.28.1 | Surface dressing one coat on new surface with bitumen of specified grade at a rate of 1.95 kg/sqm of surfac... | sqm | 157.95 | 16_Road_Work | 261
16.29.1 | Surface dressing one coat on old surface with bitumen of specified grade at the rate of 1.22 kg/ sqm of sur... | sqm | 100 | 16_Road_Work | 262
16.30.1 | Providing and applying tack coat using hot straight run bitumen of grade VG - 10, including heating the bit... | sqm | 42.05 | 16_Road_Work | 263
16.30.2 | Providing and applying tack coat using hot straight run bitumen of grade VG - 10, including heating the bit... | sqm | 33.65 | 16_Road_Work | 264
16.31.1.1 | Providing and applying tack coat using bitumen emulsion conforming to IS:8887, using emulsion pressure dist... | sqm | 11.85 | 16_Road_Work | 265
16.31.1.2 | Providing and applying tack coat using bitumen emulsion conforming to IS:8887, using emulsion pressure dist... | sqm | 8.05 | 16_Road_Work | 265
16.31.2.1 | Providing and applying tack coat using bitumen emulsion conforming to IS:8887, using emulsion pressure dist... | sqm | 16.65 | 16_Road_Work | 266
16.31.2.2 | Providing and applying tack coat using bitumen emulsion conforming to IS:8887, using emulsion pressure dist... | sqm | 11 | 16_Road_Work | 266
16.32.1 | 2 cm premix carpet surfacing with 1.8 cum and 0.90 cum of stone chippings of - With paving Asphalt grade VG... | sqm | 173.05 | 16_Road_Work | 267
16.32.2 | 2 cm premix carpet surfacing with 1.8 cum and 0.90 cum of stone chippings of - With paving Asphalt grade VG... | sqm | 199.65 | 16_Road_Work | 269
16.32.3 | 2 cm premix carpet surfacing with 1.8 cum and 0.90 cum of stone chippings of - With Refinery Modified Bitum... | sqm | 184.6 | 16_Road_Work | 270
16.33.1 | 2.5 cm premix carpet surfacing with 2.25 cum and 1.12 cum of stone chippings of - With paving Asphalt grade... | sqm | 207.75 | 16_Road_Work | 271
16.33.2 | 2.5 cm premix carpet surfacing with 2.25 cum and 1.12 cum of stone chippings of - With paving Asphalt grade... | sqm | 241 | 16_Road_Work | 273
16.33.3 | 2.5 cm premix carpet surfacing with 2.25 cum and 1.12 cum of stone chippings of - With Refinery Modified Bi... | sqm | 222.2 | 16_Road_Work | 274
16.34 | 2 cm premix carpet surfacing with 2.4 cum of stone chippings 11.2 mm nominal size per 100 sqm and bitumen e... | sqm | 164.25 | 16_Road_Work | 276
16.35 | 2.5 cm premix carpet surfacing with 3 cum of stone chippings 10 mm nominal size per 100 sqm and bitumen emu... | sqm | 198.35 | 16_Road_Work | 276
16.36.1 | Providing and laying Bitumen Penetration Macadam with hard stone aggregate of quality, size and grading as... | sqm | 390.15 | 16_Road_Work | 277
16.36.2 | Providing and laying Bitumen Penetration Macadam with hard stone aggregate of quality, size and grading as... | sqm | 572.35 | 16_Road_Work | 279
16.37.1 | Providing and laying bitumen mastic wearing course (as per specifications) with industrial bitumen of grade... | sqm | 671.85 | 16_Road_Work | 280
16.37.2 | Providing and laying bitumen mastic wearing course (as per specifications) with industrial bitumen of grade... | sqm | 1074.95 | 16_Road_Work | 281
16.38.1 | 2.5 cm thick bitumastic sheet with hot bitumen of approved quality, using stone chippings (60% with 12.5 mm... | sqm | 261.45 | 16_Road_Work | 283
16.38.2 | 2.5 cm thick bitumastic sheet with hot bitumen of approved quality, using stone chippings (60% with 12.5 mm... | sqm | 317.45 | 16_Road_Work | 284
16.38.3 | 2.5 cm thick bitumastic sheet with hot bitumen of approved quality, using stone chippings (60% with 12.5 mm... | sqm | 285.75 | 16_Road_Work | 286
16.39.1 | 4 cm thick bitumastic sheet with hot bitumen of approved quality, using stone chippings (60% with 12.5 mm n... | sqm | 393 | 16_Road_Work | 287
16.39.2 | 4 cm thick bitumastic sheet with hot bitumen of approved quality, using stone chippings (60% with 12.5 mm n... | sqm | 481.55 | 16_Road_Work | 288
16.39.3 | 4 cm thick bitumastic sheet with hot bitumen of approved quality, using stone chippings (60% with 12.5 mm n... | sqm | 431.45 | 16_Road_Work | 290
16.40 | Providing and laying seal coat of premixed fine aggregate ( passing 2.36 mm and retained on 180 micron siev... | sqm | 73.7 | 16_Road_Work | 291
16.41 | Providing and laying seal coat over prepared surface of road with bitumen heated in bitumen boiler fitted w... | sqm | 99.15 | 16_Road_Work | 292
16.42 | Cement concrete 1:2:4 (1 cement : 2 coarse sand : 4 graded stone aggregate 40 mm nominal size) in pavements... | cum | 6840.85 | 16_Road_Work | 293
16.43.1 | Providing and laying design mix cement concrete of M-30 grade, in roads/ taxi tracks/ runways, using cement... | cum | 8752.35 | 16_Road_Work | 294
16.43.2 | Providing and laying design mix cement concrete of M-30 grade, in roads/ taxi tracks/ runways, using cement... | cum | 9153.75 | 16_Road_Work | 296
16.43A | Annexure ‘A’ to Item number 16.43 | cum | 370.5 | 16_Road_Work | 297
16.43B | Annexure ‘B’ to Item number 16.43 ANALYSIS OF ANNEXTURE 'B' | slabs | 814.45 | 16_Road_Work | 297
16.44 | Extra for providing and mixing hardening compound of approved quality as per manufacturer's specification i... | litre | 50.85 | 16_Road_Work | 298
16.45 | Providing and fixing in position pre-moulded joint filler in expansion joints | m | 3.1 | 16_Road_Work | 299
16.46.1 | Providing and laying in position bitumen hot sealing compound for expansion joints etc - Using grade 'A' se... | mm | 3.3 | 16_Road_Work | 299
16.47.1 | Painting runway/taxi track/apron marking with adequate nos of coats to give uniform finish with road markin... | sqm | 150.85 | 16_Road_Work | 300
16.47.2 | Painting runway/taxi track/apron marking with adequate nos of coats to give uniform finish with road markin... | sqm | 96.4 | 16_Road_Work | 301
16.48.1 | Painting road surface marking with adequate nos of coats to give uniform finish with ready mixed road marki... | sqm | 215.95 | 16_Road_Work | 301
16.48.2 | Painting road surface marking with adequate nos of coats to give uniform finish with ready mixed road marki... | sqm | 141.7 | 16_Road_Work | 302
16.49 | Making bell mouth opening/ entrance of size 100x50x50 cm for drainage pipe under footpath, including provid... | nos | 2481.6 | 16_Road_Work | 303
16.50 | Providing and fixing Glow studs of size 100x20 mm made of heavy duty body shall be moulded ASA (Acrylic sty... | nos | 196.4 | 16_Road_Work | 305
16.51.1 | Preparation of sub-base road pavement with commercial dry lime (slaked), fly ash stabilised soil with a mix... | cum | 1111.05 | 16_Road_Work | 305
16.52 | Providing and fixing precast lime fly ash concrete blocks 1:2:3:6 (1 lime: 2 fly ash : 3 coarse sand : 6 gr... | sqm | 10802.45 | 16_Road_Work | 306
16.52X | Sub Analysis X for sub analysis item Number 16.52Y Sub Analysis 16.52X for use in sub analysis of 16.52Y | cum | 2442.95 | 16_Road_Work | 307
16.52Y | Rate as per sub analysis Item Number | cum | 3361 | 16_Road_Work | 308
16.53 | Providing and fixing concertina coil fencing with punched tape concertina coil 600 mm dia 10 metre openable... | m | 290.8 | 16_Road_Work | 308
16.54.1 | Providing and laying Dense Graded Bituminous Macadam using crushed stone aggregates of specified grading, p... | cum | 10064.25 | 16_Road_Work | 309
16.54.2 | Providing and laying Dense Graded Bituminous Macadam using crushed stone aggregates of specified grading, p... | cum | 9981.9 | 16_Road_Work | 311
16.55.1 | Providing and laying bituminous macadam using crushed stone aggregates of specified grading premixed with b... | cum | 7743.55 | 16_Road_Work | 313
16.55.2 | Providing and laying bituminous macadam using crushed stone aggregates of specified grading premixed with b... | cum | 7665.25 | 16_Road_Work | 315
16.56.1 | Providing and laying semi- dense Bituminous concrete using crushed stone aggregates of specified grading, p... | sqm | 250.75 | 16_Road_Work | 316
16.56.2 | Providing and laying semi- dense Bituminous concrete using crushed stone aggregates of specified grading, p... | sqm | 248.7 | 16_Road_Work | 318
16.57.1 | Providing and laying Bituminous concrete using crushed stone aggregates of specified grading, premixed with... | cum | 10944.65 | 16_Road_Work | 320
16.57.2 | Providing and laying Bituminous concrete using crushed stone aggregates of specified grading, premixed with... | cum | 11499.4 | 16_Road_Work | 321
16.57.3 | Providing and laying Bituminous concrete using crushed stone aggregates of specified grading, premixed with... | cum | 9666.9 | 16_Road_Work | 323
16.57.4 | Providing and laying Bituminous concrete using crushed stone aggregates of specified grading, premixed with... | cum | 9378.4 | 16_Road_Work | 325
16.57.5 | Providing and laying Bituminous concrete using crushed stone aggregates of specified grading, premixed with... | cum | 10860.6 | 16_Road_Work | 327
16.57.6 | Providing and laying Bituminous concrete using crushed stone aggregates of specified grading, premixed with... | cum | 11415.35 | 16_Road_Work | 328
16.57.7 | Providing and laying Bituminous concrete using crushed stone aggregates of specified grading, premixed with... | cum | 9582.85 | 16_Road_Work | 330
16.57.8 | Providing and laying Bituminous concrete using crushed stone aggregates of specified grading, premixed with... | cum | 9294.35 | 16_Road_Work | 332
16.59.1 | Manufacturing, supplying and fixing retro reflective sign boards made up of 2 mm thick aluminium sheet, fac... | no | 5996.95 | 16_Road_Work | 334
16.59.2 | Manufacturing, supplying and fixing retro reflective sign boards made up of 2 mm thick aluminium sheet, fac... | board | 4533.85 | 16_Road_Work | 335
16.60.1 | Manufacturing, supplying and fixing retro reflective overhead signage boards made up of 2 mm thick aluminiu... | sqm | 5284.45 | 16_Road_Work | 337
16.61 | Providing Retro-reflective regulatory sign board of size 900 mm dia meter made out of 2 mm thick aluminium... | board | 6729.9 | 16_Road_Work | 338
16.62 | Providing and applying 2.5 mm thick road marking strips (retro- reflective) of specified shade/ colour usin... | sqm | 607.3 | 16_Road_Work | 339
16.63 | Providing, laying and making kerb channel 30 cm wide and 50 mm thick with cement concrete 1:3:6 (1 cement:... | sqm | 483 | 16_Road_Work | 340
16.64 | Providing and laying 75 mm thick compacted bed of dry brick aggregate of 40 mm thick nominal size including... | sqm | 176.7 | 16_Road_Work | 341
16.65 | Providing and fixing post delineators made of ABS round body fitted with 2 nos 100 mm dia high reflective r... | no | 714.45 | 16_Road_Work | 342
16.66.1 | Excavating holes upto 0.10 cum, including getting out the excavated soil, then returning the soil as deport... | holes | 26.45 | 16_Road_Work | 342
16.67 | Providing and fixing at or near ground level factory made RCC pavement slab of M-30 grade of size 450x450x5... | sqm | 1264.65 | 16_Road_Work | 343
16.68 | Providing and laying 60mm thick faciory made cement concrete interlocking paver block of M -30 grade made b... | sqm | 859.35 | 16_Road_Work | 343
16.69 | Providing and laying at or near ground level factory made kerb stone of M-25 grade cement concrete in posit... | cum | 8376.15 | 16_Road_Work | 344
16.70.1 | Providing and fixing G.I. chain link fabric fencing of required width in mesh size 50x50 mm including stren... | sqm | 797.2 | 16_Road_Work | 345
16.70.2 | Providing and fixing G.I. chain link fabric fencing of required width in mesh size 50x50 mm including stren... | sqm | 825.3 | 16_Road_Work | 346
16.71 | Providing and fixing G.I. chain link fabric fencing of required width in mesh size 25x25 mm made of G.I. wi... | sqm | 909.6 | 16_Road_Work | 346
16.72 | Supplying and stacking of hard stone (for stone pitching) 22.5 cm thick at site | cum | 966.1 | 16_Road_Work | 347
16.73 | Dry stone pitching 22.5 cm thick laid in courses and required profile with hammer dressed stones having no... | sqm | 487.25 | 16_Road_Work | 347
16.74.1 | 75 mm thick back filling for pitching including supplying of required materials and consolidation etc. comp... | sqm | 73.9 | 16_Road_Work | 348
16.74.2 | 75 mm thick back filling for pitching including supplying of required materials and consolidation etc. comp... | sqm | 162.25 | 16_Road_Work | 348
16.74.3 | 75 mm thick back filling for pitching including supplying of required materials and consolidation etc. comp... | sqm | 158.15 | 16_Road_Work | 349
16.75 | Providing and laying C.C. pavement of mix M-25 with ready mixed concrete from batching plant. The ready mix... | cum | 8663.05 | 16_Road_Work | 349
16.76 | Deduct for using of M-20 grade concrete instead of M-25 grade concrete in C.C. pavement | cum | 188.3 | 16_Road_Work | 350
16.77 | Scarifying the existing bituminous road surface to a depth of 50 mm and disposal of scarified material with... | sqm | 4.75 | 16_Road_Work | 351
16.78.1 | Construction of granular sub-base by providing close graded Material conforming to specifications, mixing i... | cum | 2517.7 | 16_Road_Work | 351
16.78.2 | Construction of granular sub-base by providing close graded Material conforming to specifications, mixing i... | cum | 2637.3 | 16_Road_Work | 352
16.78.3 | Construction of granular sub-base by providing close graded Material conforming to specifications, mixing i... | cum | 2474.6 | 16_Road_Work | 353
16.79 | Providing, laying, spreading and compacting graded stone aggregate (size range 53 mm to 0.075 mm ) to wet m... | cum | 2641.4 | 16_Road_Work | 355
16.80 | Construction of dry lean cement concrete sub base over a prepared sub-grade with coarse and fine aggregate... | cum | 3881.85 | 16_Road_Work | 356
16.81 | Providing and erecting 2.00 metre high temporary barricading at site; each panel of size 2.50mx2.00m made o... | metre | 2566.7 | 16_Road_Work | 357
16.81X | Rate as per Sub Analysis No.16.81X metre 2.50 43.15 107.88 | meter | 43.15 | 16_Road_Work | 358
16.81Y | Rate as per Sub Analysis No.16.81Y metre 2.50 1308.80 3272.00 | meter | 1308.8 | 16_Road_Work | 359
16.82 | Taking out existing kerb stones of all types from footpath/ central verge, including removal of mortar etc.... | meter | 28.05 | 16_Road_Work | 360
16.83 | Taking out existing CC interlocking paver blocks from footpath/ central verge, including removal of rubbish... | sqm | 94.05 | 16_Road_Work | 360
16.84 | Laying old cement cocrete interlocking paver blocks of any design/ shape laid in required line, level, curv... | sqm | 324.2 | 16_Road_Work | 361
16.85 | Laying at or near ground level old kerb stones of all types in position to the required line, level and cur... | meter | 82.95 | 16_Road_Work | 361
16.86.1 | Providing and laying gang saw cut 18 mm thick, mirror polished pre moulded and pre polished machine cut gra... | sqm | 3725.9 | 16_Road_Work | 362
16.87.1 | Providing and laying gang saw cut 30 mm thick, mirror polished pre moulded and pre polished machine cut gra... | sqm | 4006.85 | 16_Road_Work | 363
16.88 | Providing and laying matt finished vitrified tile of size 100x100x16mm having water absorption less than 0.... | sqm | 1933.75 | 16_Road_Work | 363
16.89 | Providing and laying matt finished vitrified tile of size 300x300x9.8mm having with water absorption less t... | sqm | 1264.8 | 16_Road_Work | 364
16.90 | Providing and laying tactile tile (for vision impaired persons as per standards) of size 300x300x9.8mm havi... | sqm | 1933.75 | 16_Road_Work | 365
16.91.1 | Providing and laying factory made chamfered edge Cement Concrete paver blocks in footpath, parks, lawns, dr... | sqm | 884.75 | 16_Road_Work | 365
16.91.2 | Providing and laying factory made chamfered edge Cement Concrete paver blocks in footpath, parks, lawns, dr... | sqm | 953 | 16_Road_Work | 366
16.92 | Providing and fixing 10x10x7.50 cm Granite stone block hand cut and chisel dressed on top, for paving in fl... | sqm | 1897.95 | 16_Road_Work | 367
16.93 | Providing and placing in position 100 mm thick factory made machine batched & machine mixed Precast RCC Rec... | sqm | 2525.35 | 16_Road_Work | 367
16.94 | Providing & making Gabion structure with Mechanically Woven Double Twisted Hexagonal Shaped Wire mesh Gabio... | cum | 3363.7 | 16_Road_Work | 368
16.95 | Providing & making Gabion structure with Mechanically Woven Double Twisted Hexagonal Shaped Wire mesh Gabio... | cum | 3584.45 | 16_Road_Work | 369
16.96 | Providing & making Gabion structure with Mechanically Woven Double Twisted Hexagonal Shaped Wire mesh Gabio... | cum | 4099.55 | 16_Road_Work | 370
17.1.1 | Providing and fixing water closet squatting pan (Indian type W.C. pan ) with 100 mm sand cast Iron P or S t... | pan | 5421.5 | 17_Sanitary_Installations | 374
17.1.2 | Providing and fixing water closet squatting pan (Indian type W.C. pan ) with 100 mm sand cast Iron P or S t... | pan | 9836.7 | 17_Sanitary_Installations | 374
17.2.1 | Providing and fixing white vitreous china pedestal type water closet (European type W.C. pan) with seat and... | pan | 5260.95 | 17_Sanitary_Installations | 375
17.2.2 | Providing and fixing white vitreous china pedestal type water closet (European type W.C. pan) with seat and... | pan | 5140.55 | 17_Sanitary_Installations | 376
17.3.1 | Providing and fixing white vitreous china pedestal type water closet (European type) with seat and lid, 10... | pan | 6685 | 17_Sanitary_Installations | 376
17.3.2 | Providing and fixing white vitreous china pedestal type water closet (European type) with seat and lid, 10... | pan | 6564.6 | 17_Sanitary_Installations | 377
17.4.1 | Providing and fixing white vitreous china flat back or wall corner type lipped front urinal basin of 430x26... | no | 4982.25 | 17_Sanitary_Installations | 378
17.4.2 | Providing and fixing white vitreous china flat back or wall corner type lipped front urinal basin of 430x26... | no | 7677.75 | 17_Sanitary_Installations | 378
17.4.3 | Providing and fixing white vitreous china flat back or wall corner type lipped front urinal basin of 430x26... | no | 10605.3 | 17_Sanitary_Installations | 379
17.4.4 | Providing and fixing white vitreous china flat back or wall corner type lipped front urinal basin of 430x26... | no | 14648.5 | 17_Sanitary_Installations | 380
17.5.1 | Providing and fixing white vitreous china flat back half stall urinal of size 580x380x350 mm with white PVC... | no | 9360.6 | 17_Sanitary_Installations | 380
17.5.2 | Providing and fixing white vitreous china flat back half stall urinal of size 580x380x350 mm with white PVC... | no | 14020.75 | 17_Sanitary_Installations | 381
17.5.3 | Providing and fixing white vitreous china flat back half stall urinal of size 580x380x350 mm with white PVC... | no | 17307.55 | 17_Sanitary_Installations | 382
17.5.4 | Providing and fixing white vitreous china flat back half stall urinal of size 580x380x350 mm with white PVC... | no | 20448.85 | 17_Sanitary_Installations | 382
17.6.1 | Providing and fixing one piece construction white vitreous china squatting plate with an integral longitudi... | no | 7240.55 | 17_Sanitary_Installations | 383
17.6.2 | Providing and fixing one piece construction white vitreous china squatting plate with an integral longitudi... | no | 10572.45 | 17_Sanitary_Installations | 384
17.6.3 | Providing and fixing one piece construction white vitreous china squatting plate with an integral longitudi... | no | 13931.7 | 17_Sanitary_Installations | 384
17.6.4 | Providing and fixing one piece construction white vitreous china squatting plate with an integral longitudi... | no | 16718.8 | 17_Sanitary_Installations | 385
17.7.1 | Providing and fixing wash basin with C.I. brackets, 15 mm C.P. brass pillar taps, 32 mm C.P. brass waste of... | no | 3087.7 | 17_Sanitary_Installations | 385
17.7.2 | Providing and fixing wash basin with C.I. brackets, 15 mm C.P. brass pillar taps, 32 mm C.P. brass waste of... | no | 2751.3 | 17_Sanitary_Installations | 386
17.7.3 | Providing and fixing wash basin with C.I. brackets, 15 mm C.P. brass pillar taps, 32 mm C.P. brass waste of... | no | 2846.9 | 17_Sanitary_Installations | 386
17.7.4 | Providing and fixing wash basin with C.I. brackets, 15 mm C.P. brass pillar taps, 32 mm C.P. brass waste of... | no | 2510.45 | 17_Sanitary_Installations | 387
17.7.5 | Providing and fixing wash basin with C.I. brackets, 15 mm C.P. brass pillar taps, 32 mm C.P. brass waste of... | no | 2751.3 | 17_Sanitary_Installations | 388
17.7.6 | Providing and fixing wash basin with C.I. brackets, 15 mm C.P. brass pillar taps, 32 mm C.P. brass waste of... | no | 2349.9 | 17_Sanitary_Installations | 388
17.7.7 | Providing and fixing wash basin with C.I. brackets, 15 mm C.P. brass pillar taps, 32 mm C.P. brass waste of... | no | 2196.05 | 17_Sanitary_Installations | 389
17.7.8 | Providing and fixing wash basin with C.I. brackets, 15 mm C.P. brass pillar taps, 32 mm C.P. brass waste of... | no | 4052.35 | 17_Sanitary_Installations | 389
17.7.9 | Providing and fixing wash basin with C.I. brackets, 15 mm C.P. brass pillar taps, 32 mm C.P. brass waste of... | no | 3417.55 | 17_Sanitary_Installations | 390
17.7.10 | Providing and fixing wash basin with C.I. brackets, 15 mm C.P. brass pillar taps, 32 mm C.P. brass waste of... | no | 3788.2 | 17_Sanitary_Installations | 391
17.7.11 | Providing and fixing wash basin with C.I. brackets, 15 mm C.P. brass pillar taps, 32 mm C.P. brass waste of... | no | 4457.15 | 17_Sanitary_Installations | 391
17.7A | Providing and fixing wash basin with C.I. brackets, 15 mm dia CP Brass single hole basin mixer of approved... | no | 4403.8 | 17_Sanitary_Installations | 392
17.7B | Providing and fixing wash basin with C.I. brackets, 15 mm PTMT pillar cock, 32 mm PTMT waste coupling of st... | No | 2398.7 | 17_Sanitary_Installations | 393
17.8 | Providing and fixing white vitreous china pedestal for wash basin completely recessed at the back for the r... | pedestal | 1420.15 | 17_Sanitary_Installations | 393
17.9.1 | Providing and fixing kitchen sink with C.I. brackets, C.P. brass chain with rubber plug, 40 mm C.P. brass w... | no | 3163.25 | 17_Sanitary_Installations | 394
17.10.1.1 | Providing and fixing Stainless Steel A ISI 304 (18/8) kitchen sink as per IS:13983 with C.I. brackets and s... | no | 5155.95 | 17_Sanitary_Installations | 394
17.10.1.2 | Providing and fixing Stainless Steel A ISI 304 (18/8) kitchen sink as per IS:13983 with C.I. brackets and s... | no | 5851.7 | 17_Sanitary_Installations | 395
17.10.1.3 | Providing and fixing Stainless Steel A ISI 304 (18/8) kitchen sink as per IS:13983 with C.I. brackets and s... | no | 5584.1 | 17_Sanitary_Installations | 395
17.10.1.4 | Providing and fixing Stainless Steel A ISI 304 (18/8) kitchen sink as per IS:13983 with C.I. brackets and s... | no | 5182.7 | 17_Sanitary_Installations | 396
17.10.2.1 | Providing and fixing Stainless Steel A ISI 304 (18/8) kitchen sink as per IS:13983 with C.I. brackets and s... | no | 3631.55 | 17_Sanitary_Installations | 396
17.10.2.2 | Providing and fixing Stainless Steel A ISI 304 (18/8) kitchen sink as per IS:13983 with C.I. brackets and s... | no | 2828.75 | 17_Sanitary_Installations | 397
17.10.2.3 | Providing and fixing Stainless Steel A ISI 304 (18/8) kitchen sink as per IS:13983 with C.I. brackets and s... | no | 2628.1 | 17_Sanitary_Installations | 398
17.11.1 | Providing and fixing white vitreous china laboratory sink with C.I. brackets, C.P. brass chain with rubber... | no | 4122.55 | 17_Sanitary_Installations | 398
17.11.2 | Providing and fixing white vitreous china laboratory sink with C.I. brackets, C.P. brass chain with rubber... | no | 5460.45 | 17_Sanitary_Installations | 399
17.12.1 | Providing and fixing draining board with C.I. brackets including painting of brackets, cutting and making g... | no | 1337.8 | 17_Sanitary_Installations | 400
17.13.1 | Providing and fixing white vitreous china water closet squatting pan (Indian type) - Long pattern W.C. pan... | no | 1541.05 | 17_Sanitary_Installations | 400
17.13.2 | Providing and fixing white vitreous china water closet squatting pan (Indian type) - Orissa pattern W.C. pa... | no | 2544.5 | 17_Sanitary_Installations | 401
17.14.1 | Extra for using coloured W.C. pan instead of white W.C. pan - Orissa pattern W.C. pan 580x440 mm | no | 842.9 | 17_Sanitary_Installations | 401
17.15 | Providing and fixing white vitreous china pedestal type (European type/ wash down type) water closet pan | no | 2276.95 | 17_Sanitary_Installations | 401
17.16 | Extra for using coloured pedestal type W.C pan (European type) with low level cistern of same colour instea... | no | 260.9 | 17_Sanitary_Installations | 402
17.16A | Providing and fixing 8 mm dia C.P. / S.S. Jet with flexible tube upto 1 metre long with S.S. triangular pla... | No | 297.55 | 17_Sanitary_Installations | 403
17.17.1 | Providing and fixing a pair of white vitreous china foot rests of standard pattern for squatting pan water... | pair | 214.6 | 17_Sanitary_Installations | 403
17.17.2 | Providing and fixing a pair of white vitreous china foot rests of standard pattern for squatting pan water... | pair | 214.6 | 17_Sanitary_Installations | 404
17.18.1 | Providing and fixing P.V.C. low level flushing cistern with manually controlled device (handle lever) confo... | no | 999.95 | 17_Sanitary_Installations | 404
17.18.2 | Providing and fixing P.V.C. low level flushing cistern with manually controlled device (handle lever) confo... | no | 971.4 | 17_Sanitary_Installations | 405
17.19.1 | Providing and fixing controlled flush, low level cistern made of vitreous china with all fittings complete... | no | 1839.7 | 17_Sanitary_Installations | 405
17.19.2 | Providing and fixing controlled flush, low level cistern made of vitreous china with all fittings complete... | no | 2441.8 | 17_Sanitary_Installations | 406
17.20.1 | Providing and fixing solid plastic seat with lid for pedestal type W.C. pan complete - White solid plastic... | no | 571 | 17_Sanitary_Installations | 406
17.20.2 | Providing and fixing solid plastic seat with lid for pedestal type W.C. pan complete - Black solid plastic... | no | 450.6 | 17_Sanitary_Installations | 406
17.20.3 | Providing and fixing solid plastic seat with lid for pedestal type W.C. pan complete - Coloured (other than... | no | 557.65 | 17_Sanitary_Installations | 407
17.22 | Providing and fixing G.I. inlet connection for flush pipe connecting with W.C. pan | no | 116.1 | 17_Sanitary_Installations | 407
17.22A | Providing and fixing CP Brass 32mm size Bottle Trap of approved quality & make and as per the direction of... | no | 883.05 | 17_Sanitary_Installations | 408
17.22B | Providing and fixing CP Brass Single lever telephonic wall mixer of quality & make as approved by Engineer... | no | 6113.6 | 17_Sanitary_Installations | 408
17.23 | Providing and fixing white vitreous china flat back or wall corner type lipped front urinal basin of 430x26... | no | 1299.75 | 17_Sanitary_Installations | 408
17.24 | Providing and fixing white vitreous china squatting plate urinal with integral rim longitudinal flush pipe | no | 3207.5 | 17_Sanitary_Installations | 409
17.25.1 | Providing and fixing white vitreous china wash basin including making all connections but excluding the cos... | no | 1139.4 | 17_Sanitary_Installations | 409
17.25.2 | Providing and fixing white vitreous china wash basin including making all connections but excluding the cos... | no | 898.6 | 17_Sanitary_Installations | 410
17.25.3 | Providing and fixing white vitreous china wash basin including making all connections but excluding the cos... | no | 1139.4 | 17_Sanitary_Installations | 410
17.25.4 | Providing and fixing white vitreous china wash basin including making all connections but excluding the cos... | no | 738.05 | 17_Sanitary_Installations | 411
17.25.5 | Providing and fixing white vitreous china wash basin including making all connections but excluding the cos... | no | 584.15 | 17_Sanitary_Installations | 411
17.25.6 | Providing and fixing white vitreous china wash basin including making all connections but excluding the cos... | no | 1507.35 | 17_Sanitary_Installations | 412
17.26.1 | Providing and fixing kitchen sink including making all connections excluding cost of fittings - White glaze... | no | 1853.65 | 17_Sanitary_Installations | 412
17.27.1 | Providing and fixing white vitreous china laboratory sink including making all connections excluding cost o... | no | 2143.95 | 17_Sanitary_Installations | 413
17.27.2 | Providing and fixing white vitreous china laboratory sink including making all connections excluding cost o... | no | 3481.9 | 17_Sanitary_Installations | 413
17.28.1.1 | Providing and fixing P.V.C. waste pipe for sink or wash basin including P.V.C. waste fittings complete - Se... | no | 87.7 | 17_Sanitary_Installations | 413
17.28.1.2 | Providing and fixing P.V.C. waste pipe for sink or wash basin including P.V.C. waste fittings complete - Se... | no | 98.4 | 17_Sanitary_Installations | 414
17.28.2.1 | Providing and fixing P.V.C. waste pipe for sink or wash basin including P.V.C. waste fittings complete - Fl... | no | 101.1 | 17_Sanitary_Installations | 414
17.28.2.2 | Providing and fixing P.V.C. waste pipe for sink or wash basin including P.V.C. waste fittings complete - Fl... | no | 101.1 | 17_Sanitary_Installations | 415
17.29 | Providing and fixing 100 mm sand cast Iron grating for gully trap | no | 44.6 | 17_Sanitary_Installations | 415
17.30 | Providing and fixing in position 25 mm diameter mosquito proof coupling of approved municipal design | no | 45 | 17_Sanitary_Installations | 416
17.31 | Providing and fixing 600x450 mm beveled edge mirror of superior glass (of approved quality) complete with 6... | no | 1283.05 | 17_Sanitary_Installations | 416
17.32.1 | Providing and fixing mirror of superior glass (of approved quality) and of required shape and size with pla... | no | 1242 | 17_Sanitary_Installations | 417
17.32.2 | Providing and fixing mirror of superior glass (of approved quality) and of required shape and size with pla... | no | 1120.25 | 17_Sanitary_Installations | 417
17.32.3 | Providing and fixing mirror of superior glass (of approved quality) and of required shape and size with pla... | no | 1185.6 | 17_Sanitary_Installations | 418
17.32.4 | Providing and fixing mirror of superior glass (of approved quality) and of required shape and size with pla... | no | 1786.55 | 17_Sanitary_Installations | 419
17.33 | Providing and fixing 600x120x5 mm glass shelf with edges round off, supported on anodised aluminium angle f... | no | 841.8 | 17_Sanitary_Installations | 419
17.34.1 | Providing and fixing toilet paper holder - C.P. brass | no | 583.75 | 17_Sanitary_Installations | 420
17.34.2 | Providing and fixing toilet paper holder - Vitreous china | no | 426.15 | 17_Sanitary_Installations | 421
17.35.1.1 | Providing and fixing soil, waste and vent pipes - 100 mm dia - Sand cast iron S&S pipe as per IS: 1729 | m | 1008.2 | 17_Sanitary_Installations | 421
17.35.1.2 | Providing and fixing soil, waste and vent pipes - 100 mm dia - Centrifugally cast (spun) iron socket & spig... | m | 1092.2 | 17_Sanitary_Installations | 422
17.35.1.3 | Providing and fixing soil, waste and vent pipes - 100 mm dia - Hubless centrifugally cast (spun) iron pipes... | metre | 1051.75 | 17_Sanitary_Installations | 422
17.35.2.1 | Providing and fixing soil, waste and vent pipes - 75 mm diameter - Sand cast iron S&S pipe as per IS: 1729 | m | 923.25 | 17_Sanitary_Installations | 423
17.35.2.2 | Providing and fixing soil, waste and vent pipes - 75 mm diameter - Centrifugally cast (spun) iron socketed... | m | 992.05 | 17_Sanitary_Installations | 423
17.35.2.3 | Providing and fixing soil, waste and vent pipes - 75 mm diameter - Hubless centrifugally cast (spun) iron p... | metre | 859.55 | 17_Sanitary_Installations | 424
17.36.1 | Providing and filling the joints with spun yarn, cement slurry and cement mortar 1:2 ( 1 cement : 2 fine sa... | joints | 126 | 17_Sanitary_Installations | 424
17.36.2 | Providing and filling the joints with spun yarn, cement slurry and cement mortar 1:2 ( 1 cement : 2 fine sa... | joints | 148.45 | 17_Sanitary_Installations | 425
17.37.1 | Providing and fixing M.S. holder-bat clamps of approved design to Sand Cast iron/ cast iron (spun) pipe emb... | bat | 287.45 | 17_Sanitary_Installations | 425
17.37.2 | Providing and fixing M.S. holder-bat clamps of approved design to Sand Cast iron/ cast iron (spun) pipe emb... | bat | 283.4 | 17_Sanitary_Installations | 426
17.38.1.1 | Providing and fixing bend of required degree with access door, insertion rubber washer 3 mm thick, bolts an... | no | 461.65 | 17_Sanitary_Installations | 427
17.38.1.2 | Providing and fixing bend of required degree with access door, insertion rubber washer 3 mm thick, bolts an... | no | 461.65 | 17_Sanitary_Installations | 427
17.38.1.3 | Providing and fixing bend of required degree with access door, insertion rubber washer 3 mm thick, bolts an... | no | 548.6 | 17_Sanitary_Installations | 428
17.38.2.1 | Providing and fixing bend of required degree with access door, insertion rubber washer 3 mm thick, bolts an... | no | 371.4 | 17_Sanitary_Installations | 428
17.38.2.2 | Providing and fixing bend of required degree with access door, insertion rubber washer 3 mm thick, bolts an... | no | 384.75 | 17_Sanitary_Installations | 429
17.38.2.3 | Providing and fixing bend of required degree with access door, insertion rubber washer 3 mm thick, bolts an... | no | 438.3 | 17_Sanitary_Installations | 429
17.39.1.1 | Providing and fixing plain bend of required degree - 100 mm dia - Sand cast iron S&S as per IS - 1729 | no | 381.35 | 17_Sanitary_Installations | 430
17.39.1.2 | Providing and fixing plain bend of required degree - 100 mm dia - Sand cast iron S&S as per IS : 3989 | no | 390.75 | 17_Sanitary_Installations | 430
17.39.1.3 | Providing and fixing plain bend of required degree - 100 mm dia - Hubless centrifugally cast (spun) iron pi... | no | 343.9 | 17_Sanitary_Installations | 431
17.39.2.1 | Providing and fixing plain bend of required degree - 75 mm dia - Sand cast iron S&S as per IS -1729 | no | 309.85 | 17_Sanitary_Installations | 431
17.39.2.2 | Providing and fixing plain bend of required degree - 75 mm dia - Sand cast iron S&S as per IS - 3989 | no | 289.75 | 17_Sanitary_Installations | 431
17.39.2.3 | Providing and fixing plain bend of required degree - 75 mm dia - Hubless centrifugally cast (spun) iron pip... | no | 242.95 | 17_Sanitary_Installations | 432
17.40.1.1 | Providing and fixing heel rest sanitary bend - 100 mm dia - Sand cast iron S&S as per IS - 1729 | no | 500.45 | 17_Sanitary_Installations | 432
17.40.1.2 | Providing and fixing heel rest sanitary bend - 100 mm dia - Sand cast iron S&S as per IS - 3989 | no | 432.2 | 17_Sanitary_Installations | 433
17.40.2.1 | Providing and fixing heel rest sanitary bend - 75 mm dia - Sand cast iron S&S as per IS - 1729 | no | 395.45 | 17_Sanitary_Installations | 433
17.40.2.2 | Providing and fixing heel rest sanitary bend - 75 mm dia - Sand cast iron S&S as per IS - 3989 | no | 363.35 | 17_Sanitary_Installations | 433
17.41.1.1 | Providing and fixing double equal junction of required degree with access door, insertion rubber washer 3 m... | no | 1016.55 | 17_Sanitary_Installations | 434
17.41.1.2 | Providing and fixing double equal junction of required degree with access door, insertion rubber washer 3 m... | no | 882.75 | 17_Sanitary_Installations | 434
17.41.2.1 | Providing and fixing double equal junction of required degree with access door, insertion rubber washer 3 m... | no | 719.25 | 17_Sanitary_Installations | 434
17.41.2.2 | Providing and fixing double equal junction of required degree with access door, insertion rubber washer 3 m... | no | 692.5 | 17_Sanitary_Installations | 435
17.42.1.1 | Providing and fixing double equal plain junction of required degree - 100x100x100x100 mm - Sand cast iron S... | no | 825.55 | 17_Sanitary_Installations | 435
17.42.1.2 | Providing and fixing double equal plain junction of required degree - 100x100x100x100 mm - Sand cast iron S... | no | 865.7 | 17_Sanitary_Installations | 436
17.42.1.3 | Providing and fixing double equal plain junction of required degree - 100x100x100x100 mm - Hubless centrifu... | no | 718.55 | 17_Sanitary_Installations | 436
17.42.2.1 | Providing and fixing double equal plain junction of required degree - 75x75x75x75 mm - Sand cast iron S&S a... | no | 539.95 | 17_Sanitary_Installations | 436
17.42.2.2 | Providing and fixing double equal plain junction of required degree - 75x75x75x75 mm - Sand cast iron S&S a... | no | 647 | 17_Sanitary_Installations | 437
17.42.2.3 | Providing and fixing double equal plain junction of required degree - 75x75x75x75 mm - Hubless centrifugall... | no | 396.8 | 17_Sanitary_Installations | 437
17.43.1.1 | Providing and fixing single equal plain junction of required degree with access door, insertion rubber wash... | no | 602.15 | 17_Sanitary_Installations | 438
17.43.1.2 | Providing and fixing single equal plain junction of required degree with access door, insertion rubber wash... | no | 722.55 | 17_Sanitary_Installations | 438
17.43.2.1 | Providing and fixing single equal plain junction of required degree with access door, insertion rubber wash... | no | 478.4 | 17_Sanitary_Installations | 439
17.43.2.2 | Providing and fixing single equal plain junction of required degree with access door, insertion rubber wash... | no | 549.35 | 17_Sanitary_Installations | 439
17.44.1.1 | Providing and fixing single equal plain junction of required degree - 100x100x100 mm - Sand cast iron S&S a... | no | 517.85 | 17_Sanitary_Installations | 439
17.44.1.2 | Providing and fixing single equal plain junction of required degree - 100x100x100 mm - Sand cast iron S&S a... | no | 667.7 | 17_Sanitary_Installations | 440
17.44.1.3 | Providing and fixing single equal plain junction of required degree - 100x100x100 mm - Hubless centrifugall... | no | 571.35 | 17_Sanitary_Installations | 440
17.44.2.1 | Providing and fixing single equal plain junction of required degree - 75x75x75 mm - Sand cast iron S&S as p... | no | 400.8 | 17_Sanitary_Installations | 441
17.44.2.2 | Providing and fixing single equal plain junction of required degree - 75x75x75 mm - Sand cast iron S&S as p... | no | 470.4 | 17_Sanitary_Installations | 441
17.44.2.3 | Providing and fixing single equal plain junction of required degree - 75x75x75 mm - Hubless centrifugally c... | no | 316.55 | 17_Sanitary_Installations | 441
17.45.1.1 | Providing and fixing double unequal junction of required degree with access door, insertion rubber washer 3... | no | 996.8 | 17_Sanitary_Installations | 442
17.45.1.2 | Providing and fixing double unequal junction of required degree with access door, insertion rubber washer 3... | no | 1197.5 | 17_Sanitary_Installations | 442
17.46.1.1 | Providing and fixing double unequal plain junction of required degree - 100x100x75x75 mm - Sand cast iron S... | no | 859 | 17_Sanitary_Installations | 443
17.46.1.2 | Providing and fixing double unequal plain junction of required degree - 100x100x75x75 mm - Sand cast iron S... | no | 1106.55 | 17_Sanitary_Installations | 443
17.46.1.3 | Providing and fixing double unequal plain junction of required degree - 100x100x75x75 mm - Hubless centrifu... | no | 571.35 | 17_Sanitary_Installations | 444
17.47.1.1 | Providing and fixing single unequal junction of required degree with access door, insertion rubber washer 3... | no | 796.15 | 17_Sanitary_Installations | 444
17.47.1.2 | Providing and fixing single unequal junction of required degree with access door, insertion rubber washer 3... | no | 916.55 | 17_Sanitary_Installations | 445
17.48.1.1 | Providing and fixing single unequal plain junction of required degree - 100x100x75 mm - Sand cast iron S&S... | no | 697.1 | 17_Sanitary_Installations | 445
17.48.1.2 | Providing and fixing single unequal plain junction of required degree - 100x100x75 mm - Sand cast iron S&S... | no | 798.8 | 17_Sanitary_Installations | 445
17.48.1.3 | Providing and fixing single unequal plain junction of required degree - 100x100x75 mm - Hubless centrifugal... | no | 537.9 | 17_Sanitary_Installations | 446
17.49.1.1 | Providing and fixing double equal plain invert branch of required degree - 100x100x100x100 mm - Sand cast i... | no | 772.05 | 17_Sanitary_Installations | 446
17.49.1.2 | Providing and fixing double equal plain invert branch of required degree - 100x100x100x100 mm - Sand cast i... | no | 745.3 | 17_Sanitary_Installations | 447
17.49.1.3 | Providing and fixing double equal plain invert branch of required degree - 100x100x100x100 mm - Hubless cen... | no | 872.4 | 17_Sanitary_Installations | 447
17.49.2.1 | Providing and fixing double equal plain invert branch of required degree - 75x75x75x75 mm - Sand cast iron... | no | 577.45 | 17_Sanitary_Installations | 448
17.49.2.2 | Providing and fixing double equal plain invert branch of required degree - 75x75x75x75 mm - Sand cast iron... | no | 597.5 | 17_Sanitary_Installations | 448
17.50.1.1 | Providing and fixing single equal plain invert branch of required degree - 100x100x100 mm - Sand cast iron... | no | 584.75 | 17_Sanitary_Installations | 448
17.50.1.2 | Providing and fixing single equal plain invert branch of required degree - 100x100x100 mm - Sand cast iron... | no | 604.8 | 17_Sanitary_Installations | 449
17.50.1.3 | Providing and fixing single equal plain invert branch of required degree - 100x100x100 mm - Hubless centrif... | no | 557.95 | 17_Sanitary_Installations | 449
17.50.2.1 | Providing and fixing single equal plain invert branch of required degree - 75x75x75 mm - Sand cast iron S&S... | no | 453.1 | 17_Sanitary_Installations | 450
17.50.2.2 | Providing and fixing single equal plain invert branch of required degree - 75x75x75 mm - Sand cast iron S&S... | no | 461.05 | 17_Sanitary_Installations | 450
17.50.2.3 | Providing and fixing single equal plain invert branch of required degree - 75x75x75 mm - Hubless centrifuga... | no | 376.75 | 17_Sanitary_Installations | 450
17.51.1.1 | Providing and fixing double unequal invert branch of required degree - 100x100x75x75 mm - Sand cast iron S&... | no | 798.8 | 17_Sanitary_Installations | 451
17.51.1.2 | Providing and fixing double unequal invert branch of required degree - 100x100x75x75 mm - Sand cast iron S&... | no | 1006.2 | 17_Sanitary_Installations | 451
17.52.1.1 | Providing and fixing single unequal plain invert branch of required degree - 100x100x75 mm - Sand cast iron... | no | 698.45 | 17_Sanitary_Installations | 452
17.52.1.2 | Providing and fixing single unequal plain invert branch of required degree - 100x100x75 mm - Sand cast iron... | no | 765.35 | 17_Sanitary_Installations | 452
17.52.1.3 | Providing and fixing single unequal plain invert branch of required degree - 100x100x75 mm - Hubless centri... | no | 611.5 | 17_Sanitary_Installations | 452
17.53.1.1 | Providing and fixing sand cast iron S&S off sets as per IS: 1729 - 76 mm off sets - With 75 mm dia pipe | no | 320.55 | 17_Sanitary_Installations | 453
17.53.1.2 | Providing and fixing sand cast iron S&S off sets as per IS: 1729 - 76 mm off sets - With 100 mm dia pipe | no | 514.55 | 17_Sanitary_Installations | 453
17.53.2.1 | Providing and fixing sand cast iron S&S off sets as per IS: 1729 - 114 mm off sets - With 75 mm dia pipe | no | 437.55 | 17_Sanitary_Installations | 454
17.53.2.2 | Providing and fixing sand cast iron S&S off sets as per IS: 1729 - 114 mm off sets - With 100 mm dia pipe | no | 548.6 | 17_Sanitary_Installations | 454
17.53.3.1 | Providing and fixing sand cast iron S&S off sets as per IS: 1729 - 152 mm off sets - With 75 mm dia pipe | no | 527 | 17_Sanitary_Installations | 454
17.53.3.2 | Providing and fixing sand cast iron S&S off sets as per IS: 1729 - 152 mm off sets - With 100 mm dia pipe | no | 656.75 | 17_Sanitary_Installations | 455
17.53A.1.1 | Providing and fixing Hubless centrifugally cast iron offsets epoxy coated inside & outside as per IS:15905... | no | 510.55 | 17_Sanitary_Installations | 455
17.53A.1.2 | Providing and fixing Hubless centrifugally cast iron offsets epoxy coated inside & outside as per IS:15905... | no | 423.55 | 17_Sanitary_Installations | 455
17.54.1.1 | Providing and fixing sand cast iron S&S off sets as per IS: 3989 - 75 mm off sets - With 75 mm dia pipe | no | 329.9 | 17_Sanitary_Installations | 456
17.54.2.1 | Providing and fixing sand cast iron S&S off sets as per IS: 3989 - 150 mm off sets - With 75 mm dia pipe | no | 424.45 | 17_Sanitary_Installations | 456
17.54.2.2 | Providing and fixing sand cast iron S&S off sets as per IS: 3989 - 150 mm off sets - With 100 mm dia pipe | no | 564.95 | 17_Sanitary_Installations | 457
17.54A.1.1 | Providing and fixing Hubless centrifugally cast iron offsets epoxy coated inside & outside as per IS:15905... | no | 624.85 | 17_Sanitary_Installations | 457
17.54A.1.2 | Providing and fixing Hubless centrifugally cast iron offsets epoxy coated inside & outside as per IS:15905... | no | 443.65 | 17_Sanitary_Installations | 457
17.55.1.1 | Providing and fixing door piece, insertion rubber washer 3mm thick, bolts & nuts complete - 100 mm - Sand c... | no | 695.8 | 17_Sanitary_Installations | 458
17.55.1.2 | Providing and fixing door piece, insertion rubber washer 3mm thick, bolts & nuts complete - 100 mm - Sand c... | no | 595.45 | 17_Sanitary_Installations | 458
17.55.2.1 | Providing and fixing door piece, insertion rubber washer 3mm thick, bolts & nuts complete - 75 mm - Sand ca... | no | 428.9 | 17_Sanitary_Installations | 459
17.55.2.2 | Providing and fixing door piece, insertion rubber washer 3mm thick, bolts & nuts complete - 75 mm - Sand ca... | no | 444.95 | 17_Sanitary_Installations | 459
17.56.1.1 | Providing and fixing terminal guard - 100 mm - Sand cast iron S&S as per IS - 1729 | no | 355.95 | 17_Sanitary_Installations | 460
17.56.1.2 | Providing and fixing terminal guard - 100 mm - Sand cast iron S&S as per IS - 3989 | no | 389.4 | 17_Sanitary_Installations | 460
17.56.1.3 | Providing and fixing terminal guard - 100 mm - Hubless centrifugally cast (spun) iron epoxy coated inside &... | no | 397.4 | 17_Sanitary_Installations | 460
17.56.2.1 | Providing and fixing terminal guard - 75 mm - Sand cast iron S&S as per IS - 1729 | no | 284.4 | 17_Sanitary_Installations | 461
17.56.2.2 | Providing and fixing terminal guard - 75 mm - Sand cast iron S&S as per IS - 3989 | no | 309.85 | 17_Sanitary_Installations | 461
17.57.1.1 | Providing and fixing collar - 100 mm - Sand cast iron S&S as per IS - 1729 | no | 365.3 | 17_Sanitary_Installations | 462
17.57.1.2 | Providing and fixing collar - 100 mm - Sand cast iron S&S as per IS - 3989 | no | 409.45 | 17_Sanitary_Installations | 462
17.57.2.1 | Providing and fixing collar - 75 mm - Sand cast iron S&S as per IS - 1729 | no | 265.7 | 17_Sanitary_Installations | 462
17.57.2.2 | Providing and fixing collar - 75 mm - Sand cast iron S&S as per IS - 3989 | no | 256.3 | 17_Sanitary_Installations | 463
17.57A.1.1 | Providing and fixing shielded coupling for Hubless centrifugally cast iron pipe - 100 mm dia - SS 304 grade... | no | 404.1 | 17_Sanitary_Installations | 463
17.57A.2.1 | Providing and fixing shielded coupling for Hubless centrifugally cast iron pipe - 75 mm dia - SS 304 grade... | no | 363.35 | 17_Sanitary_Installations | 463
17.58.1 | Providing lead caulked joints to sand cast iron/centrifugally cast (spun) iron pipes and fittings of diamet... | joint | 481.45 | 17_Sanitary_Installations | 464
17.58.2 | Providing lead caulked joints to sand cast iron/centrifugally cast (spun) iron pipes and fittings of diamet... | joint | 407.9 | 17_Sanitary_Installations | 464
17.58.3 | Providing lead caulked joints to sand cast iron/centrifugally cast (spun) iron pipes and fittings of diamet... | joint | 329.5 | 17_Sanitary_Installations | 465
17.59.1 | Providing and fixing M.S. stays and clamps for sand cast iron/ centrifugally cast (spun) iron pipes of diam... | no | 126.5 | 17_Sanitary_Installations | 465
17.59.2 | Providing and fixing M.S. stays and clamps for sand cast iron/ centrifugally cast (spun) iron pipes of diam... | no | 78.4 | 17_Sanitary_Installations | 466
17.59.3 | Providing and fixing M.S. stays and clamps for sand cast iron/ centrifugally cast (spun) iron pipes of diam... | no | 72.2 | 17_Sanitary_Installations | 466
17.60.1.1 | Providing and fixing trap of self cleansing design with screwed down or hinged grating with or without vent... | no | 1512.55 | 17_Sanitary_Installations | 467
17.60.1.2 | Providing and fixing trap of self cleansing design with screwed down or hinged grating with or without vent... | no | 1273.05 | 17_Sanitary_Installations | 467
17.60.1.3 | Providing and fixing trap of self cleansing design with screwed down or hinged grating with or without vent... | no | 758.65 | 17_Sanitary_Installations | 468
17.60.2.1 | Providing and fixing trap of self cleansing design with screwed down or hinged grating with or without vent... | no | 1579.45 | 17_Sanitary_Installations | 468
17.60.2.2 | Providing and fixing trap of self cleansing design with screwed down or hinged grating with or without vent... | no | 1202.15 | 17_Sanitary_Installations | 468
17.60.2.3 | Providing and fixing trap of self cleansing design with screwed down or hinged grating with or without vent... | no | 551.3 | 17_Sanitary_Installations | 469
17.61.1 | Cutting chases in brick masonry walls for following diameter sand cast iron/ centrifugally cast (spun) iron... | metre | 555.3 | 17_Sanitary_Installations | 469
17.61.2 | Cutting chases in brick masonry walls for following diameter sand cast iron/ centrifugally cast (spun) iron... | metre | 398.7 | 17_Sanitary_Installations | 470
17.61.3 | Cutting chases in brick masonry walls for following diameter sand cast iron/ centrifugally cast (spun) iron... | metre | 259.05 | 17_Sanitary_Installations | 470
17.62 | Painting C.I. cistern with bitumastic or any other anti-corrosive paint inside and white paint over a coat... | cistern | 768.15 | 17_Sanitary_Installations | 471
17.63 | Re-painting C.I. cistern with bitumastic or any other anti-corrosive paint inside and white paint on the ou... | cistern | 516.35 | 17_Sanitary_Installations | 472
17.64 | Repainting C.I. cistern with synthetic enamel paint of approved colour, brand and manufacture on the outsid... | cistern | 223.9 | 17_Sanitary_Installations | 472
17.65.1 | Painting sand cast iron/ centrifugally cast (spun) iron soil, waste vent pipes and fittings with two coats... | metres | 64.2 | 17_Sanitary_Installations | 473
17.65.2 | Painting sand cast iron/ centrifugally cast (spun) iron soil, waste vent pipes and fittings with two coats... | metres | 48.85 | 17_Sanitary_Installations | 473
17.66.1 | Repainting sand cast iron/ centrifugally cast iron (spun) iron, soil, waste, vent pipes and fittings with o... | metres | 30.95 | 17_Sanitary_Installations | 474
17.66.2 | Repainting sand cast iron/ centrifugally cast iron (spun) iron, soil, waste, vent pipes and fittings with o... | metres | 23.15 | 17_Sanitary_Installations | 474
17.67 | Repainting bath tub of size 1700x730x430 mm with enamel paint | tub | 630.55 | 17_Sanitary_Installations | 475
17.68.1 | Providing and fixing vitreous china dual purpose closet suitable for use as squatting pan or European type... | no | 10023.9 | 17_Sanitary_Installations | 475
17.69.1 | Providing and fixing PTMT Waste Coupling for wash basin and sink, of approved quality and colour - Waste co... | no | 99.75 | 17_Sanitary_Installations | 476
17.69.2 | Providing and fixing PTMT Waste Coupling for wash basin and sink, of approved quality and colour - Waste co... | no | 118.5 | 17_Sanitary_Installations | 477
17.70.1 | Providing and fixing PTMT Bottle Trap for Wash basin and sink - Bottle trap 31mm single piece moulded with... | no | 335.25 | 17_Sanitary_Installations | 477
17.70.2 | Providing and fixing PTMT Bottle Trap for Wash basin and sink - Bottle trap 38 mm single piece moulded with... | no | 348.6 | 17_Sanitary_Installations | 477
17.71 | Providing and fixing PTMT liquid soap container 109 mm wide, 125 mm high and 112 mm distance from wall of s... | no | 158.55 | 17_Sanitary_Installations | 478
17.72 | Providing and fixing PTMT towel ring trapezoidal shape 215 mm long, 200 mm wide with minimum distances of 3... | nos | 228.2 | 17_Sanitary_Installations | 478
17.73.1 | Providing and fixing PTMT towel rail complete with brackets fixed to wooden cleats with CP brass screws wit... | no | 555.35 | 17_Sanitary_Installations | 479
17.73.2 | Providing and fixing PTMT towel rail complete with brackets fixed to wooden cleats with CP brass screws wit... | no | 595.5 | 17_Sanitary_Installations | 479
17.74 | Providing and fixing PTMT shelf 440 mm long, 124 mm width and 36 mm height of approved quality and colour,... | no | 642.3 | 17_Sanitary_Installations | 480
17.75 | Providing and fixing PTMT 15 mm Urinal spreader size 95x69x100 mm with 1/2" BSP thread and shapes, weighing... | no | 119.75 | 17_Sanitary_Installations | 480
17.76.1 | Providing and fixing PTMT urinal cock of approved quality and colour - 15 mm nominal bore, 80 mm long, 42 m... | no | 164.05 | 17_Sanitary_Installations | 480
17.77.1 | Providing and fixing M.S. holder bat clamp of approved design to sand cast iron/ cast iron (spun) pipes com... | nos | 247.8 | 17_Sanitary_Installations | 481
17.77.2 | Providing and fixing M.S. holder bat clamp of approved design to sand cast iron/ cast iron (spun) pipes com... | nos | 302.35 | 17_Sanitary_Installations | 482
17.77.3 | Providing and fixing M.S. holder bat clamp of approved design to sand cast iron/ cast iron (spun) pipes com... | nos | 356.7 | 17_Sanitary_Installations | 483
17.78 | Providing and fixing white vitreous china extended wall mounting water closet of size 780x370x690 mm of app... | pan | 13852.45 | 17_Sanitary_Installations | 483
17.79 | Providing & fixing white vitreous china water less urinal of size 600 x 330 x 315 mm having antibacterial /... | pan | 16868.15 | 17_Sanitary_Installations | 484
17.80 | Providing and fixing white vitreous china battery based infrared sensor operated urinal of approx. size 610... | pan | 6913.9 | 17_Sanitary_Installations | 484
17.81 | Providing and fixing floor mounted, white vitreous china single piece, double traps syphonic water closet o... | no | 15457.95 | 17_Sanitary_Installations | 485
18.1.1 | Providing and fixing Polyethelene-Aluminium-Polyethelene PE-AL-PE Composite Pressure Pipes conforming to IS... | metre | 250.4 | 18_Water_Supply | 488
18.1.2 | Providing and fixing Polyethelene-Aluminium-Polyethelene PE-AL-PE Composite Pressure Pipes conforming to IS... | metre | 292.75 | 18_Water_Supply | 488
18.1.3 | Providing and fixing Polyethelene-Aluminium-Polyethelene PE-AL-PE Composite Pressure Pipes conforming to IS... | metre | 362.95 | 18_Water_Supply | 489
18.1.4 | Providing and fixing Polyethelene-Aluminium-Polyethelene PE-AL-PE Composite Pressure Pipes conforming to IS... | metre | 468.95 | 18_Water_Supply | 489
18.1.5 | Providing and fixing Polyethelene-Aluminium-Polyethelene PE-AL-PE Composite Pressure Pipes conforming to IS... | metre | 659.55 | 18_Water_Supply | 490
18.1.6 | Providing and fixing Polyethelene-Aluminium-Polyethelene PE-AL-PE Composite Pressure Pipes conforming to IS... | metre | 824.8 | 18_Water_Supply | 490
18.2.1 | Providing and fixing Polyethelene-Aluminium- Polyethelene PE-AL-PE Composite Pressure Pipes conforming to I... | metre | 441.15 | 18_Water_Supply | 491
18.2.2 | Providing and fixing Polyethelene-Aluminium- Polyethelene PE-AL-PE Composite Pressure Pipes conforming to I... | metre | 478.6 | 18_Water_Supply | 492
18.2.3 | Providing and fixing Polyethelene-Aluminium- Polyethelene PE-AL-PE Composite Pressure Pipes conforming to I... | metre | 553.5 | 18_Water_Supply | 492
18.2.4 | Providing and fixing Polyethelene-Aluminium- Polyethelene PE-AL-PE Composite Pressure Pipes conforming to I... | metre | 663.55 | 18_Water_Supply | 493
18.3.1 | Providing and fixing Polyethelene-Aluminium- Polyethelene PE-AL-PE Composite Pressure Pipes conforming to I... | metre | 226.25 | 18_Water_Supply | 494
18.3.2 | Providing and fixing Polyethelene-Aluminium- Polyethelene PE-AL-PE Composite Pressure Pipes conforming to I... | metre | 254.05 | 18_Water_Supply | 494
18.3.3 | Providing and fixing Polyethelene-Aluminium- Polyethelene PE-AL-PE Composite Pressure Pipes conforming to I... | metre | 309.7 | 18_Water_Supply | 495
18.3.4 | Providing and fixing Polyethelene-Aluminium- Polyethelene PE-AL-PE Composite Pressure Pipes conforming to I... | metre | 391.45 | 18_Water_Supply | 495
18.3.5 | Providing and fixing Polyethelene-Aluminium- Polyethelene PE-AL-PE Composite Pressure Pipes conforming to I... | metre | 547.7 | 18_Water_Supply | 496
18.3.6 | Providing and fixing Polyethelene-Aluminium- Polyethelene PE-AL-PE Composite Pressure Pipes conforming to I... | metre | 712.95 | 18_Water_Supply | 497
18.4.1 | Providing and fixing 3 layer PP-R (Poly propylene Random copolymer) pipes confirming to IS 15801, UV stabil... | metre | 232.35 | 18_Water_Supply | 497
18.4.2 | Providing and fixing 3 layer PP-R (Poly propylene Random copolymer) pipes confirming to IS 15801, UV stabil... | metre | 287.8 | 18_Water_Supply | 498
18.4.3 | Providing and fixing 3 layer PP-R (Poly propylene Random copolymer) pipes confirming to IS 15801, UV stabil... | metre | 344.55 | 18_Water_Supply | 498
18.4.4 | Providing and fixing 3 layer PP-R (Poly propylene Random copolymer) pipes confirming to IS 15801, UV stabil... | metre | 498.65 | 18_Water_Supply | 499
18.4.5 | Providing and fixing 3 layer PP-R (Poly propylene Random copolymer) pipes confirming to IS 15801, UV stabil... | metre | 638.9 | 18_Water_Supply | 499
18.5.1 | Providing and fixing 3 layer PP-R (Poly propylene Random copolymer) pipes confirming to IS:15801, UV stabil... | metre | 394.85 | 18_Water_Supply | 500
18.5.2 | Providing and fixing 3 layer PP-R (Poly propylene Random copolymer) pipes confirming to IS:15801, UV stabil... | metre | 452.35 | 18_Water_Supply | 501
18.5.3 | Providing and fixing 3 layer PP-R (Poly propylene Random copolymer) pipes confirming to IS:15801, UV stabil... | metre | 511.65 | 18_Water_Supply | 501
18.6.1 | Providing and fixing 3 layer PP-R (Poly propylene Random copolymer) pipes confirming to IS:15801 UV stabili... | metre | 187.85 | 18_Water_Supply | 502
18.6.2 | Providing and fixing 3 layer PP-R (Poly propylene Random copolymer) pipes confirming to IS:15801 UV stabili... | metre | 236.3 | 18_Water_Supply | 503
18.6.3 | Providing and fixing 3 layer PP-R (Poly propylene Random copolymer) pipes confirming to IS:15801 UV stabili... | metre | 301.6 | 18_Water_Supply | 503
18.6.4 | Providing and fixing 3 layer PP-R (Poly propylene Random copolymer) pipes confirming to IS:15801 UV stabili... | metre | 397.6 | 18_Water_Supply | 504
18.6.5 | Providing and fixing 3 layer PP-R (Poly propylene Random copolymer) pipes confirming to IS:15801 UV stabili... | metre | 543.95 | 18_Water_Supply | 504
18.6.6 | Providing and fixing 3 layer PP-R (Poly propylene Random copolymer) pipes confirming to IS:15801 UV stabili... | metre | 624.85 | 18_Water_Supply | 505
18.6.7 | Providing and fixing 3 layer PP-R (Poly propylene Random copolymer) pipes confirming to IS:15801 UV stabili... | metre | 843.9 | 18_Water_Supply | 505
18.6.8 | Providing and fixing 3 layer PP-R (Poly propylene Random copolymer) pipes confirming to IS:15801 UV stabili... | metre | 1187.9 | 18_Water_Supply | 506
18.6.9 | Providing and fixing 3 layer PP-R (Poly propylene Random copolymer) pipes confirming to IS:15801 UV stabili... | metre | 1650.6 | 18_Water_Supply | 506
18.6.10 | Providing and fixing 3 layer PP-R (Poly propylene Random copolymer) pipes confirming to IS:15801 UV stabili... | metre | 4457.25 | 18_Water_Supply | 507
18.6A.1 | Providing and fixing PPR Unions - PPR Union 20mm | no | 259.85 | 18_Water_Supply | 507
18.6A.2 | Providing and fixing PPR Unions - PPR Union 25mm | no | 325.4 | 18_Water_Supply | 508
18.6A.3 | Providing and fixing PPR Unions - PPR Union 32mm | no | 379.15 | 18_Water_Supply | 508
18.6A.4 | Providing and fixing PPR Unions - PPR Union 40mm | no | 442.85 | 18_Water_Supply | 508
18.6A.5 | Providing and fixing PPR Unions - PPR Union 50mm | no | 667.65 | 18_Water_Supply | 509
18.6A.6 | Providing and fixing PPR Unions - PPR Union 63mm | no | 842.65 | 18_Water_Supply | 509
18.6A.7 | Providing and fixing PPR Unions - PPR Union 75mm | no | 1443.9 | 18_Water_Supply | 510
18.7.1 | Providing and fixing Chlorinated Polyvinyl Chloride (CPVC) pipes, having thermal stability for hot & cold w... | metre | 241.55 | 18_Water_Supply | 510
18.7.2 | Providing and fixing Chlorinated Polyvinyl Chloride (CPVC) pipes, having thermal stability for hot & cold w... | metre | 306.95 | 18_Water_Supply | 511
18.7.3 | Providing and fixing Chlorinated Polyvinyl Chloride (CPVC) pipes, having thermal stability for hot & cold w... | metre | 369.2 | 18_Water_Supply | 511
18.7.4 | Providing and fixing Chlorinated Polyvinyl Chloride (CPVC) pipes, having thermal stability for hot & cold w... | metre | 480.55 | 18_Water_Supply | 512
18.7.5 | Providing and fixing Chlorinated Polyvinyl Chloride (CPVC) pipes, having thermal stability for hot & cold w... | metre | 648.6 | 18_Water_Supply | 512
18.7.6 | Providing and fixing Chlorinated Polyvinyl Chloride (CPVC) pipes, having thermal stability for hot & cold w... | metre | 903.5 | 18_Water_Supply | 513
18.8.1 | Providing and fixing Chlorinated Polyvinyl Chloride (CPVC) pipes, having thermal stability for hot & cold w... | metre | 409.65 | 18_Water_Supply | 513
18.8.2 | Providing and fixing Chlorinated Polyvinyl Chloride (CPVC) pipes, having thermal stability for hot & cold w... | metre | 478.15 | 18_Water_Supply | 514
18.8.3 | Providing and fixing Chlorinated Polyvinyl Chloride (CPVC) pipes, having thermal stability for hot & cold w... | metre | 561.95 | 18_Water_Supply | 514
18.8.4 | Providing and fixing Chlorinated Polyvinyl Chloride (CPVC) pipes, having thermal stability for hot & cold w... | metre | 679.15 | 18_Water_Supply | 515
18.9.1 | Providing and fixing Chlorinated Polyvinyl Chloride (CPVC) pipes, having thermal stability for hot & cold w... | metre | 202.85 | 18_Water_Supply | 516
18.9.2 | Providing and fixing Chlorinated Polyvinyl Chloride (CPVC) pipes, having thermal stability for hot & cold w... | metre | 253.7 | 18_Water_Supply | 516
18.9.3 | Providing and fixing Chlorinated Polyvinyl Chloride (CPVC) pipes, having thermal stability for hot & cold w... | metre | 326.65 | 18_Water_Supply | 517
18.9.4 | Providing and fixing Chlorinated Polyvinyl Chloride (CPVC) pipes, having thermal stability for hot & cold w... | metre | 413.7 | 18_Water_Supply | 517
18.9.5 | Providing and fixing Chlorinated Polyvinyl Chloride (CPVC) pipes, having thermal stability for hot & cold w... | metre | 536.75 | 18_Water_Supply | 518
18.9.6 | Providing and fixing Chlorinated Polyvinyl Chloride (CPVC) pipes, having thermal stability for hot & cold w... | metre | 791.65 | 18_Water_Supply | 519
18.9.7 | Providing and fixing Chlorinated Polyvinyl Chloride (CPVC) pipes, having thermal stability for hot & cold w... | metre | 1552.3 | 18_Water_Supply | 519
18.9.8 | Providing and fixing Chlorinated Polyvinyl Chloride (CPVC) pipes, having thermal stability for hot & cold w... | metre | 1965.85 | 18_Water_Supply | 520
18.9.9 | Providing and fixing Chlorinated Polyvinyl Chloride (CPVC) pipes, having thermal stability for hot & cold w... | metre | 2779.55 | 18_Water_Supply | 520
18.9.10 | Providing and fixing Chlorinated Polyvinyl Chloride (CPVC) pipes, having thermal stability for hot & cold w... | metre | 5821.85 | 18_Water_Supply | 521
18.10.1 | Providing and fixing G.I. pipes complete with G.I. fittings and clamps, i/c cutting and making good the wal... | metre | 284.9 | 18_Water_Supply | 521
18.10.2 | Providing and fixing G.I. pipes complete with G.I. fittings and clamps, i/c cutting and making good the wal... | metre | 344.1 | 18_Water_Supply | 522
18.10.3 | Providing and fixing G.I. pipes complete with G.I. fittings and clamps, i/c cutting and making good the wal... | metre | 438 | 18_Water_Supply | 522
18.10.4 | Providing and fixing G.I. pipes complete with G.I. fittings and clamps, i/c cutting and making good the wal... | metre | 529.7 | 18_Water_Supply | 523
18.10.5 | Providing and fixing G.I. pipes complete with G.I. fittings and clamps, i/c cutting and making good the wal... | metre | 639.6 | 18_Water_Supply | 524
18.10.6 | Providing and fixing G.I. pipes complete with G.I. fittings and clamps, i/c cutting and making good the wal... | metre | 786.75 | 18_Water_Supply | 524
18.11.1 | Providing and fixing G.I. Pipes complete with G.I. fittings and clamps, i/c making good the walls etc. conc... | metre | 447.6 | 18_Water_Supply | 525
18.11.2 | Providing and fixing G.I. Pipes complete with G.I. fittings and clamps, i/c making good the walls etc. conc... | metre | 494.1 | 18_Water_Supply | 525
18.12.1 | Providing and fixing G.I. pipes complete with G.I. fittings including trenching and refilling etc. External... | metre | 244.15 | 18_Water_Supply | 526
18.12.2 | Providing and fixing G.I. pipes complete with G.I. fittings including trenching and refilling etc. External... | metre | 283.8 | 18_Water_Supply | 527
18.12.3 | Providing and fixing G.I. pipes complete with G.I. fittings including trenching and refilling etc. External... | metre | 364.55 | 18_Water_Supply | 527
18.12.4 | Providing and fixing G.I. pipes complete with G.I. fittings including trenching and refilling etc. External... | metre | 424.7 | 18_Water_Supply | 528
18.12.5 | Providing and fixing G.I. pipes complete with G.I. fittings including trenching and refilling etc. External... | metre | 483.15 | 18_Water_Supply | 528
18.12.6 | Providing and fixing G.I. pipes complete with G.I. fittings including trenching and refilling etc. External... | metre | 565.25 | 18_Water_Supply | 529
18.12.7 | Providing and fixing G.I. pipes complete with G.I. fittings including trenching and refilling etc. External... | metre | 716 | 18_Water_Supply | 529
18.12.8 | Providing and fixing G.I. pipes complete with G.I. fittings including trenching and refilling etc. External... | metre | 866.4 | 18_Water_Supply | 530
18.13.1 | Making connection of G.I. distribution branch with G.I. main of following sizes by providing and fixing tee... | connection | 673.45 | 18_Water_Supply | 530
18.13.2 | Making connection of G.I. distribution branch with G.I. main of following sizes by providing and fixing tee... | connection | 1432.75 | 18_Water_Supply | 531
18.14 | Fixing water meter and stop cock in G.I. pipe line including cutting and threading the pipe and making long... | meter | 606.55 | 18_Water_Supply | 531
18.15.1 | Providing and fixing brass bib cock of approved quality - 15 mm nominal bore | no | 302.55 | 18_Water_Supply | 532
18.15.2 | Providing and fixing brass bib cock of approved quality - 20 mm nominal bore | no | 326.45 | 18_Water_Supply | 532
18.16.1 | Providing and fixing brass stop cock of approved quality - 15 mm nominal bore | no | 302.55 | 18_Water_Supply | 532
18.16.2 | Providing and fixing brass stop cock of approved quality - 20 mm nominal bore | no | 326.45 | 18_Water_Supply | 533
18.17.1 | Providing and fixing gun metal gate valve with C.I. wheel of approved quality (screwed end) - 25 mm nominal... | no | 497.15 | 18_Water_Supply | 533
18.17.1A | Providing and fixing gun metal gate valve with C.I. wheel of approved quality (screwed end) - 20 mm nominal... | no | 460.2 | 18_Water_Supply | 533
18.17.2 | Providing and fixing gun metal gate valve with C.I. wheel of approved quality (screwed end) - 32 mm nominal... | no | 581.25 | 18_Water_Supply | 534
18.17.3 | Providing and fixing gun metal gate valve with C.I. wheel of approved quality (screwed end) - 40 mm nominal... | no | 678.4 | 18_Water_Supply | 534
18.17.4 | Providing and fixing gun metal gate valve with C.I. wheel of approved quality (screwed end) - 50 mm nominal... | no | 869.2 | 18_Water_Supply | 535
18.17.5 | Providing and fixing gun metal gate valve with C.I. wheel of approved quality (screwed end) - 65 mm nominal... | no | 1488.1 | 18_Water_Supply | 535
18.17.6 | Providing and fixing gun metal gate valve with C.I. wheel of approved quality (screwed end) - 80 mm nominal... | no | 2217.9 | 18_Water_Supply | 535
18.18.1 | Providing and fixing ball valve (brass) of approved quality, High or low pressure, with plastic floats comp... | no | 338.7 | 18_Water_Supply | 536
18.18.2 | Providing and fixing ball valve (brass) of approved quality, High or low pressure, with plastic floats comp... | no | 386.4 | 18_Water_Supply | 536
18.18.3 | Providing and fixing ball valve (brass) of approved quality, High or low pressure, with plastic floats comp... | no | 394 | 18_Water_Supply | 537
18.19.1.1 | Providing and fixing gun metal non- return valve of approved quality (screwed end) - 25 mm nominal bore - H... | no | 477.7 | 18_Water_Supply | 537
18.19.1.2 | Providing and fixing gun metal non- return valve of approved quality (screwed end) - 25 mm nominal bore - V... | no | 504.45 | 18_Water_Supply | 537
18.19.2.1 | Providing and fixing gun metal non- return valve of approved quality (screwed end) - 32 mm nominal bore - H... | no | 641.75 | 18_Water_Supply | 538
18.19.2.2 | Providing and fixing gun metal non- return valve of approved quality (screwed end) - 32 mm nominal bore - V... | no | 708.65 | 18_Water_Supply | 538
18.19.3.1 | Providing and fixing gun metal non- return valve of approved quality (screwed end) - 40 mm nominal bore - H... | no | 792.4 | 18_Water_Supply | 539
18.19.3.2 | Providing and fixing gun metal non- return valve of approved quality (screwed end) - 40 mm nominal bore - V... | no | 979.7 | 18_Water_Supply | 539
18.19.4.1 | Providing and fixing gun metal non- return valve of approved quality (screwed end) - 50 mm nominal bore - H... | no | 1144.05 | 18_Water_Supply | 539
18.19.4.2 | Providing and fixing gun metal non- return valve of approved quality (screwed end) - 50 mm nominal bore - V... | no | 1251.1 | 18_Water_Supply | 540
18.19.5.1 | Providing and fixing gun metal non- return valve of approved quality (screwed end) - 65 mm nominal bore - H... | no | 2043.95 | 18_Water_Supply | 540
18.19.5.2 | Providing and fixing gun metal non- return valve of approved quality (screwed end) - 65 mm nominal bore - V... | no | 2057.35 | 18_Water_Supply | 541
18.19.6.1 | Providing and fixing gun metal non- return valve of approved quality (screwed end) - 80 mm nominal bore - H... | no | 2890.7 | 18_Water_Supply | 541
18.19.6.2 | Providing and fixing gun metal non- return valve of approved quality (screwed end) - 80 mm nominal bore - V... | no | 3399.1 | 18_Water_Supply | 541
18.20.1 | Providing and fixing brass ferrule with C.I. mouth cover including boring and tapping the main - 15 mm nomi... | no | 295.15 | 18_Water_Supply | 542
18.20.2 | Providing and fixing brass ferrule with C.I. mouth cover including boring and tapping the main - 20 mm nomi... | no | 340.35 | 18_Water_Supply | 542
18.20.3 | Providing and fixing brass ferrule with C.I. mouth cover including boring and tapping the main - 25 mm nomi... | no | 438.35 | 18_Water_Supply | 543
18.21.1.1 | Providing and fixing uplasticised PVC connection pipe with brass unions - 30 cm length - 15 mm nominal bore | no | 72.85 | 18_Water_Supply | 543
18.21.1.2 | Providing and fixing uplasticised PVC connection pipe with brass unions - 30 cm length - 20 mm nominal bore | no | 79.55 | 18_Water_Supply | 543
18.21.2.1 | Providing and fixing uplasticised PVC connection pipe with brass unions - 45 cm length - 15 mm nominal bore | no | 83 | 18_Water_Supply | 544
18.21.2.2 | Providing and fixing uplasticised PVC connection pipe with brass unions - 45 cm length - 20 mm nominal bore | no | 100.4 | 18_Water_Supply | 544
18.22.1 | Providing and fixing C.P. brass shower rose with 15 or 20 mm inlet - 100 mm diameter | no | 151.9 | 18_Water_Supply | 545
18.22.2 | Providing and fixing C.P. brass shower rose with 15 or 20 mm inlet - 150 mm diameter | no | 188.8 | 18_Water_Supply | 545
18.23 | Laying in position centrifugally cast (spun) iron S&S or flanged pipes (excluding cost of pipe) | quintal | 264.25 | 18_Water_Supply | 546
18.24 | Laying in position S&S or flanged C.I. special such as tees, bends, collars, tapers and caps etc.(excluding... | quintal | 491.5 | 18_Water_Supply | 546
18.25.1 | Providing and laying S&S C.I. standard specials such as tees, bends, collars, tapers, caps etc. (Heavy clas... | quintal | 5320.4 | 18_Water_Supply | 547
18.25.2 | Providing and laying S&S C.I. standard specials such as tees, bends, collars, tapers, caps etc. (Heavy clas... | quintal | 5454.2 | 18_Water_Supply | 547
18.26.1 | Providing and laying flanged C.I. standard specials such as tees, bends, collars, tapers, caps etc., suitab... | quintal | 7862.5 | 18_Water_Supply | 548
18.26.2 | Providing and laying flanged C.I. standard specials such as tees, bends, collars, tapers, caps etc., suitab... | quintal | 7862.5 | 18_Water_Supply | 548
18.27.1 | Providing and laying S&S centrifugally cast (spun) iron pipes (Class LA) conforming to IS - 1536 - 100 mm d... | metre | 1201.95 | 18_Water_Supply | 549
18.27.2 | Providing and laying S&S centrifugally cast (spun) iron pipes (Class LA) conforming to IS - 1536 - 125 mm d... | metre | 1499.8 | 18_Water_Supply | 550
18.27.3 | Providing and laying S&S centrifugally cast (spun) iron pipes (Class LA) conforming to IS - 1536 - 150 mm d... | metre | 1810.75 | 18_Water_Supply | 550
18.27.4 | Providing and laying S&S centrifugally cast (spun) iron pipes (Class LA) conforming to IS - 1536 - 200 mm d... | metre | 3062.75 | 18_Water_Supply | 551
18.27.5 | Providing and laying S&S centrifugally cast (spun) iron pipes (Class LA) conforming to IS - 1536 - 250 mm d... | metre | 4002 | 18_Water_Supply | 551
18.27.6 | Providing and laying S&S centrifugally cast (spun) iron pipes (Class LA) conforming to IS - 1536 - 300 mm d... | metre | 5391.05 | 18_Water_Supply | 552
18.27.7 | Providing and laying S&S centrifugally cast (spun) iron pipes (Class LA) conforming to IS - 1536 - 350 mm d... | metre | 6472.6 | 18_Water_Supply | 552
18.27.8 | Providing and laying S&S centrifugally cast (spun) iron pipes (Class LA) conforming to IS - 1536 - 400 mm d... | metre | 8513.95 | 18_Water_Supply | 553
18.27.9 | Providing and laying S&S centrifugally cast (spun) iron pipes (Class LA) conforming to IS - 1536 - 450 mm d... | metre | 10308.85 | 18_Water_Supply | 553
18.27.10 | Providing and laying S&S centrifugally cast (spun) iron pipes (Class LA) conforming to IS - 1536 - 500 mm d... | metre | 11969.15 | 18_Water_Supply | 554
18.27.11 | Providing and laying S&S centrifugally cast (spun) iron pipes (Class LA) conforming to IS - 1536 - 600 mm d... | metre | 16722.75 | 18_Water_Supply | 554
18.28.1 | Providing lead caulked joints to spun iron or C.I. pipes and specials, including testing of joints but excl... | joints | 374.8 | 18_Water_Supply | 555
18.28.2 | Providing lead caulked joints to spun iron or C.I. pipes and specials, including testing of joints but excl... | joints | 556.65 | 18_Water_Supply | 555
18.28.3 | Providing lead caulked joints to spun iron or C.I. pipes and specials, including testing of joints but excl... | joints | 562.7 | 18_Water_Supply | 556
18.28.4 | Providing lead caulked joints to spun iron or C.I. pipes and specials, including testing of joints but excl... | joints | 747.65 | 18_Water_Supply | 556
18.28.5 | Providing lead caulked joints to spun iron or C.I. pipes and specials, including testing of joints but excl... | joints | 934.5 | 18_Water_Supply | 557
18.28.6 | Providing lead caulked joints to spun iron or C.I. pipes and specials, including testing of joints but excl... | joints | 1124 | 18_Water_Supply | 557
18.28.7 | Providing lead caulked joints to spun iron or C.I. pipes and specials, including testing of joints but excl... | joints | 1144.7 | 18_Water_Supply | 558
18.28.8 | Providing lead caulked joints to spun iron or C.I. pipes and specials, including testing of joints but excl... | joints | 1505.8 | 18_Water_Supply | 558
18.28.9 | Providing lead caulked joints to spun iron or C.I. pipes and specials, including testing of joints but excl... | joints | 1690.65 | 18_Water_Supply | 559
18.28.10 | Providing lead caulked joints to spun iron or C.I. pipes and specials, including testing of joints but excl... | joints | 1787.5 | 18_Water_Supply | 559
18.28.11 | Providing lead caulked joints to spun iron or C.I. pipes and specials, including testing of joints but excl... | joints | 2424.05 | 18_Water_Supply | 560
18.29 | Supplying pig lead at site of work | quintal | 23560.05 | 18_Water_Supply | 560
18.30.1 | Providing flanged joints to double flanged C.I./ D.I. pipes and specials, including testing of joints - 80... | joints | 169.15 | 18_Water_Supply | 560
18.30.2 | Providing flanged joints to double flanged C.I./ D.I. pipes and specials, including testing of joints - 100... | joints | 265 | 18_Water_Supply | 561
18.30.3 | Providing flanged joints to double flanged C.I./ D.I. pipes and specials, including testing of joints - 125... | joints | 278.35 | 18_Water_Supply | 561
18.30.4 | Providing flanged joints to double flanged C.I./ D.I. pipes and specials, including testing of joints - 150... | joints | 327.4 | 18_Water_Supply | 562
18.30.5 | Providing flanged joints to double flanged C.I./ D.I. pipes and specials, including testing of joints - 200... | joints | 355.5 | 18_Water_Supply | 562
18.30.6 | Providing flanged joints to double flanged C.I./ D.I. pipes and specials, including testing of joints - 250... | joints | 484.7 | 18_Water_Supply | 563
18.30.7 | Providing flanged joints to double flanged C.I./ D.I. pipes and specials, including testing of joints - 300... | joints | 491.4 | 18_Water_Supply | 563
18.30.8 | Providing flanged joints to double flanged C.I./ D.I. pipes and specials, including testing of joints - 350... | joints | 660.45 | 18_Water_Supply | 564
18.30.9 | Providing flanged joints to double flanged C.I./ D.I. pipes and specials, including testing of joints - 400... | joints | 906 | 18_Water_Supply | 564
18.30.10 | Providing flanged joints to double flanged C.I./ D.I. pipes and specials, including testing of joints - 450... | joints | 1115.15 | 18_Water_Supply | 565
18.30.11 | Providing flanged joints to double flanged C.I./ D.I. pipes and specials, including testing of joints - 500... | joints | 1263.2 | 18_Water_Supply | 565
18.30.12 | Providing flanged joints to double flanged C.I./ D.I. pipes and specials, including testing of joints - 600... | joints | 1478.1 | 18_Water_Supply | 566
18.31.1.1 | Providing and fixing C.I. sluice valves (with cap) complete with bolts, nuts, rubber insertions etc. (the t... | valves | 3977.6 | 18_Water_Supply | 566
18.31.1.2 | Providing and fixing C.I. sluice valves (with cap) complete with bolts, nuts, rubber insertions etc. (the t... | valves | 4426.05 | 18_Water_Supply | 567
18.31.2.1 | Providing and fixing C.I. sluice valves (with cap) complete with bolts, nuts, rubber insertions etc. (the t... | valves | 4318.95 | 18_Water_Supply | 568
18.31.2.2 | Providing and fixing C.I. sluice valves (with cap) complete with bolts, nuts, rubber insertions etc. (the t... | valves | 5182.2 | 18_Water_Supply | 568
18.31.3.1 | Providing and fixing C.I. sluice valves (with cap) complete with bolts, nuts, rubber insertions etc. (the t... | valves | 5836.6 | 18_Water_Supply | 569
18.31.3.2 | Providing and fixing C.I. sluice valves (with cap) complete with bolts, nuts, rubber insertions etc. (the t... | valves | 6442.35 | 18_Water_Supply | 570
18.31.4.1 | Providing and fixing C.I. sluice valves (with cap) complete with bolts, nuts, rubber insertions etc. (the t... | valves | 11357.75 | 18_Water_Supply | 570
18.31.4.2 | Providing and fixing C.I. sluice valves (with cap) complete with bolts, nuts, rubber insertions etc. (the t... | valves | 13376.85 | 18_Water_Supply | 571
18.31.5.1 | Providing and fixing C.I. sluice valves (with cap) complete with bolts, nuts, rubber insertions etc. (the t... | valves | 16566.4 | 18_Water_Supply | 572
18.31.5.2 | Providing and fixing C.I. sluice valves (with cap) complete with bolts, nuts, rubber insertions etc. (the t... | valves | 21527.85 | 18_Water_Supply | 572
18.31.6.1 | Providing and fixing C.I. sluice valves (with cap) complete with bolts, nuts, rubber insertions etc. (the t... | valves | 22942.1 | 18_Water_Supply | 573
18.31.6.2 | Providing and fixing C.I. sluice valves (with cap) complete with bolts, nuts, rubber insertions etc. (the t... | valves | 26861.85 | 18_Water_Supply | 574
18.32.1 | Constructing masonry Chamber 30x30x50 cm inside, in brick work in cement mortar 1:4 (1 cement :4 coarse san... | chamber | 1582.45 | 18_Water_Supply | 574
18.33.1 | Constructing masonry Chamber 60x60x75 cm inside, in brick work in cement mortar 1:4 (1 cement : 4 coarse sa... | chamber | 9288.4 | 18_Water_Supply | 576
18.34.1 | Constructing masonry Chamber 90x90x100 cm inside, in brick work in cement mortar 1:4 (1 cement : 4 coarse s... | chamber | 16134.15 | 18_Water_Supply | 577
18.35.1 | Constructing masonry Chamber 120x120x100 cm inside, in brick work in cement mortar 1:4 (1 cement : 4 coarse... | chamber | 22363.2 | 18_Water_Supply | 579
18.36.1 | Constructing masonry Chamber 60x60x75 cm, inside in brick work in cement mortar 1:4 (1 cement : 4 coarse sa... | chamber | 8856.7 | 18_Water_Supply | 580
18.37.1 | Constructing masonry Chamber 60x45x50 cm inside, in brick work in cement mortar 1:4 (1 cement : 4 coarse sa... | chamber | 8300.25 | 18_Water_Supply | 582
18.38.1 | Painting G.I. pipes and fittings with synthetic enamel white paint with two coats over a ready mixed primin... | metre | 15.2 | 18_Water_Supply | 583
18.38.2 | Painting G.I. pipes and fittings with synthetic enamel white paint with two coats over a ready mixed primin... | metre | 18.15 | 18_Water_Supply | 584
18.38.3 | Painting G.I. pipes and fittings with synthetic enamel white paint with two coats over a ready mixed primin... | metre | 23.7 | 18_Water_Supply | 584
18.38.4 | Painting G.I. pipes and fittings with synthetic enamel white paint with two coats over a ready mixed primin... | metre | 28.4 | 18_Water_Supply | 585
18.38.5 | Painting G.I. pipes and fittings with synthetic enamel white paint with two coats over a ready mixed primin... | metre | 33.4 | 18_Water_Supply | 585
18.38.6 | Painting G.I. pipes and fittings with synthetic enamel white paint with two coats over a ready mixed primin... | metre | 39.8 | 18_Water_Supply | 586
18.39.1 | Repainting G.I. pipes and fittings with synthetic enamel white paint with one coat of approved quality - 15... | metre | 7.55 | 18_Water_Supply | 586
18.39.2 | Repainting G.I. pipes and fittings with synthetic enamel white paint with one coat of approved quality - 20... | metre | 8.9 | 18_Water_Supply | 587
18.39.3 | Repainting G.I. pipes and fittings with synthetic enamel white paint with one coat of approved quality - 25... | metre | 11.35 | 18_Water_Supply | 587
18.39.4 | Repainting G.I. pipes and fittings with synthetic enamel white paint with one coat of approved quality - 32... | metre | 13.6 | 18_Water_Supply | 587
18.39.5 | Repainting G.I. pipes and fittings with synthetic enamel white paint with one coat of approved quality - 40... | metre | 15.75 | 18_Water_Supply | 588
18.39.6 | Repainting G.I. pipes and fittings with synthetic enamel white paint with one coat of approved quality - 50... | metre | 18.75 | 18_Water_Supply | 588
18.40.1 | Painting G.I. pipes and fittings with two coats of anti-corrosive bitumastic paint of approved quality - 15... | metre | 9.3 | 18_Water_Supply | 589
18.40.2 | Painting G.I. pipes and fittings with two coats of anti-corrosive bitumastic paint of approved quality - 20... | metre | 11.1 | 18_Water_Supply | 589
18.40.3 | Painting G.I. pipes and fittings with two coats of anti-corrosive bitumastic paint of approved quality - 25... | metre | 14.15 | 18_Water_Supply | 589
18.40.4 | Painting G.I. pipes and fittings with two coats of anti-corrosive bitumastic paint of approved quality - 32... | metre | 17.05 | 18_Water_Supply | 590
18.40.5 | Painting G.I. pipes and fittings with two coats of anti-corrosive bitumastic paint of approved quality - 40... | metre | 19.4 | 18_Water_Supply | 590
18.40.6 | Painting G.I. pipes and fittings with two coats of anti-corrosive bitumastic paint of approved quality - 50... | metre | 23.35 | 18_Water_Supply | 591
18.40.7 | Painting G.I. pipes and fittings with two coats of anti-corrosive bitumastic paint of approved quality - 65... | metre | 28.95 | 18_Water_Supply | 591
18.40.8 | Painting G.I. pipes and fittings with two coats of anti-corrosive bitumastic paint of approved quality - 80... | metre | 33.6 | 18_Water_Supply | 591
18.41.1 | Providing and filling sand of grading zone V or coarser grade, allround the G.I. pipes in external work - 1... | metre | 142.6 | 18_Water_Supply | 592
18.41.1A | Providing and filling sand of grading zone V or coarser grade, allround the G.I. pipes in external work - S... | nos | 1927.15 | 18_Water_Supply | 592
18.41.2 | Providing and filling sand of grading zone V or coarser grade, allround the G.I. pipes in external work - 2... | metre | 144.55 | 18_Water_Supply | 593
18.41.3 | Providing and filling sand of grading zone V or coarser grade, allround the G.I. pipes in external work - 2... | metre | 148.4 | 18_Water_Supply | 593
18.41.4 | Providing and filling sand of grading zone V or coarser grade, allround the G.I. pipes in external work - 3... | metre | 152.25 | 18_Water_Supply | 594
18.41.5 | Providing and filling sand of grading zone V or coarser grade, allround the G.I. pipes in external work - 4... | metre | 154.15 | 18_Water_Supply | 594
18.41.6 | Providing and filling sand of grading zone V or coarser grade, allround the G.I. pipes in external work - 5... | metre | 159.95 | 18_Water_Supply | 595
18.41.7 | Providing and filling sand of grading zone V or coarser grade, allround the G.I. pipes in external work - 6... | metre | 252.45 | 18_Water_Supply | 595
18.41.8 | Providing and filling sand of grading zone V or coarser grade, allround the G.I. pipes in external work - 8... | metre | 260.15 | 18_Water_Supply | 595
18.41.9 | Providing and filling sand of grading zone V or coarser grade, allround the G.I. pipes in external work - 1... | metre | 275.6 | 18_Water_Supply | 596
18.41.10 | Providing and filling sand of grading zone V or coarser grade, allround the G.I. pipes in external work - 1... | metre | 410.5 | 18_Water_Supply | 596
18.42.1 | Boring with 100 mm diameter casing pipe for hand pump / tubewell, in all soils except ordinary hard rocks r... | metre | 554.2 | 18_Water_Supply | 597
18.42.2 | Boring with 100 mm diameter casing pipe for hand pump / tubewell, in all soils except ordinary hard rocks r... | metre | 656.2 | 18_Water_Supply | 597
18.42.3 | Boring with 100 mm diameter casing pipe for hand pump / tubewell, in all soils except ordinary hard rocks r... | metre | 761.55 | 18_Water_Supply | 598
18.43 | Providing and placing in position filters of 40 mm diameter G.I. pipe with brass strainer of approved quality | metre | 768.55 | 18_Water_Supply | 598
18.44 | Providing and fixing to filter and lowering to proper levels 40 mm G.I. pipe for tube well including cleani... | metre | 433.95 | 18_Water_Supply | 599
18.45 | Providing and placing in position hand pump of approved quality for 40 mm diameter G.I. pipe complete with... | pump | 1117.8 | 18_Water_Supply | 599
18.46.1 | Providing and fixing G.I. Union in G.I. pipe including cutting and threading the pipe and making long screw... | no | 235.75 | 18_Water_Supply | 600
18.46.2 | Providing and fixing G.I. Union in G.I. pipe including cutting and threading the pipe and making long screw... | no | 261.15 | 18_Water_Supply | 600
18.46.3 | Providing and fixing G.I. Union in G.I. pipe including cutting and threading the pipe and making long screw... | no | 340.1 | 18_Water_Supply | 601
18.46.4 | Providing and fixing G.I. Union in G.I. pipe including cutting and threading the pipe and making long screw... | no | 384.25 | 18_Water_Supply | 601
18.46.5 | Providing and fixing G.I. Union in G.I. pipe including cutting and threading the pipe and making long screw... | no | 452.5 | 18_Water_Supply | 602
18.46.6 | Providing and fixing G.I. Union in G.I. pipe including cutting and threading the pipe and making long screw... | no | 598.1 | 18_Water_Supply | 602
18.46.7 | Providing and fixing G.I. Union in G.I. pipe including cutting and threading the pipe and making long screw... | no | 939.3 | 18_Water_Supply | 603
18.46.8 | Providing and fixing G.I. Union in G.I. pipe including cutting and threading the pipe and making long screw... | no | 1018.2 | 18_Water_Supply | 603
18.47.1 | Providing and fixing G.I. Union in existing G.I. pipe line, cutting and threading the pipe and making long... | no | 617.2 | 18_Water_Supply | 604
18.47.2 | Providing and fixing G.I. Union in existing G.I. pipe line, cutting and threading the pipe and making long... | no | 642.65 | 18_Water_Supply | 604
18.47.3 | Providing and fixing G.I. Union in existing G.I. pipe line, cutting and threading the pipe and making long... | no | 721.6 | 18_Water_Supply | 605
18.47.4 | Providing and fixing G.I. Union in existing G.I. pipe line, cutting and threading the pipe and making long... | no | 765.75 | 18_Water_Supply | 605
18.47.5 | Providing and fixing G.I. Union in existing G.I. pipe line, cutting and threading the pipe and making long... | no | 833.95 | 18_Water_Supply | 606
18.47.6 | Providing and fixing G.I. Union in existing G.I. pipe line, cutting and threading the pipe and making long... | no | 1118.3 | 18_Water_Supply | 606
18.47.7 | Providing and fixing G.I. Union in existing G.I. pipe line, cutting and threading the pipe and making long... | no | 1459.5 | 18_Water_Supply | 606
18.47.8 | Providing and fixing G.I. Union in existing G.I. pipe line, cutting and threading the pipe and making long... | no | 1538.4 | 18_Water_Supply | 607
18.48 | Providing and placing on terrace (at all floor levels) polyethylene water storage tank, IS : 12701 marked,... | litre | 8.8 | 18_Water_Supply | 607
18.48A | Providing and fixing rectangular high density polyethylene water storage loft tank with cover, conforming t... | liters | 8.8 | 18_Water_Supply | 608
18.49.1 | Providing and fixing C.P. brass bib cock of approved quality conforming to IS:8931 - 15 mm nominal bore | no | 418.95 | 18_Water_Supply | 608
18.50.1 | Providing and fixing C.P. brass long nose bib cock of approved quality conforming to IS standards and weigh... | no | 618.8 | 18_Water_Supply | 609
18.51.1 | Providing and fixing C.P. brass long body bib cock of approved quality conforming to IS standards and weigh... | no | 552.35 | 18_Water_Supply | 609
18.52.1 | Providing and fixing C.P. brass stop cock (concealed) of standard design and of approved make conforming to... | no | 606.25 | 18_Water_Supply | 610
18.53.1 | Providing and fixing C.P. brass angle valve for basin mixer and geyser points of approved quality conformin... | no | 532 | 18_Water_Supply | 610
18.53A | Providing and fixing C.P. Brass extension nipple (size 15mmx50mm) of approved make and quality as per direc... | no | 61.25 | 18_Water_Supply | 610
18.54.1 | Providing and fixing PTMT bib cock of approved quality and colour - 15mm nominal bore, 86 mm long, weighing... | no | 116.55 | 18_Water_Supply | 611
18.54.2 | Providing and fixing PTMT bib cock of approved quality and colour - 15 mm nominal bore, 122mm long, weighin... | no | 162.05 | 18_Water_Supply | 611
18.54.3 | Providing and fixing PTMT bib cock of approved quality and colour - 15 mm nominal bore, 165 mm long, weighi... | no | 176.75 | 18_Water_Supply | 612
18.54.4 | Providing and fixing PTMT bib cock of approved quality and colour - 15 mm nominal bore, 90 mm long, weighin... | no | 228.3 | 18_Water_Supply | 612
18.55.1 | Providing and fixing PTMT stop cock of approved quality and colour - 15 mm nominal bore, 86 mm long, weighi... | no | 116.55 | 18_Water_Supply | 612
18.55.2 | Providing and fixing PTMT stop cock of approved quality and colour - 20 mm nominal bore, 89 mm long, weighi... | no | 151.35 | 18_Water_Supply | 613
18.55.3 | Providing and fixing PTMT stop cock of approved quality and colour - Concealed stop cock, 15 mm nominal bor... | no | 200.2 | 18_Water_Supply | 613
18.56.1 | Providing and fixing PTMT pillar cock of approved quality and colour - 15 mm nominal bore, 107 mm long, wei... | no | 192.65 | 18_Water_Supply | 614
18.56.2 | Providing and fixing PTMT pillar cock of approved quality and colour - 15 mm nominal bore, 125 mm long foam... | no | 210.05 | 18_Water_Supply | 614
18.57.1 | Providing and fixing PTMT, push cock of approved quality and colour - 15 mm nominal bore, 98 mm long, weigh... | no | 104.5 | 18_Water_Supply | 614
18.57.2 | Providing and fixing PTMT, push cock of approved quality and colour - 15 mm nominal bore, 80 mm long, weigh... | no | 97.85 | 18_Water_Supply | 615
18.58.1.1 | Providing and fixing PTMT grating of approved quality and colour - Circular type - 100 mm nominal dia | no | 37.9 | 18_Water_Supply | 615
18.58.1.2 | Providing and fixing PTMT grating of approved quality and colour - Circular type - 125 mm nominal dia with... | no | 51.25 | 18_Water_Supply | 615
18.58.2.1 | Providing and fixing PTMT grating of approved quality and colour - Rectangular type with openable circular... | no | 169 | 18_Water_Supply | 616
18.59.1 | Providing and fixing C.I. double acting air valve of approved quality with bolts, nuts, rubber insertions e... | air | 5157 | 18_Water_Supply | 616
18.59.2 | Providing and fixing C.I. double acting air valve of approved quality with bolts, nuts, rubber insertions e... | air | 6240.7 | 18_Water_Supply | 617
18.59.3 | Providing and fixing C.I. double acting air valve of approved quality with bolts, nuts, rubber insertions e... | air | 8193.1 | 18_Water_Supply | 617
18.60.1 | Providing and fixing enclosed type water meter (bulk type) conforming to IS - 80 mm dia nominal bore | water | 3576.1 | 18_Water_Supply | 618
18.60.2 | Providing and fixing enclosed type water meter (bulk type) conforming to IS - 100 mm dia nominal bore | water | 5291.7 | 18_Water_Supply | 618
18.60.3 | Providing and fixing enclosed type water meter (bulk type) conforming to IS - 150 mm dia nominal bore | water | 7725.8 | 18_Water_Supply | 619
18.60.4 | Providing and fixing enclosed type water meter (bulk type) conforming to IS - 200 mm dia nominal bore | water | 8429.55 | 18_Water_Supply | 619
18.61.1 | Providing and fixing C.I. dirt box strainer for bulk type water meter with nuts, bolts, rubber insertions e... | dirt | 4097.9 | 18_Water_Supply | 620
18.61.2 | Providing and fixing C.I. dirt box strainer for bulk type water meter with nuts, bolts, rubber insertions e... | dirt | 6585.5 | 18_Water_Supply | 620
18.61.3 | Providing and fixing C.I. dirt box strainer for bulk type water meter with nuts, bolts, rubber insertions e... | dirt | 8345.25 | 18_Water_Supply | 621
18.61.4 | Providing and fixing C.I. dirt box strainer for bulk type water meter with nuts, bolts, rubber insertions e... | dirt | 11644.65 | 18_Water_Supply | 621
18.62.1 | Providing and fixing PTMT Ball cock of approved quality, colour and make complete with Epoxy coated alumini... | no | 191.55 | 18_Water_Supply | 622
18.62.2 | Providing and fixing PTMT Ball cock of approved quality, colour and make complete with Epoxy coated alumini... | no | 252.65 | 18_Water_Supply | 622
18.62.3 | Providing and fixing PTMT Ball cock of approved quality, colour and make complete with Epoxy coated alumini... | no | 474.25 | 18_Water_Supply | 623
18.62.4 | Providing and fixing PTMT Ball cock of approved quality, colour and make complete with Epoxy coated alumini... | no | 728.5 | 18_Water_Supply | 623
18.62.5 | Providing and fixing PTMT Ball cock of approved quality, colour and make complete with Epoxy coated alumini... | no | 1250.3 | 18_Water_Supply | 624
18.63 | Providing and fixing PTMT angle stop cock 15 mm nominal bore, weighing not less than 85 gms | no | 155.35 | 18_Water_Supply | 624
18.64 | Providing and fixing PTMT swivelling shower, 15 mm nominal bore, weighing not less than 40 gms | no | 111.75 | 18_Water_Supply | 624
18.65 | Providing and fixing PTMT soap Dish Holder having length of 138mm, breadth 102mm, height of 75mm with conce... | no | 130.5 | 18_Water_Supply | 625
18.66.1 | Providing and laying S&S C.I. Standard specials such as tees, bends, collars tapers and caps etc, suitable... | quintal | 7447.75 | 18_Water_Supply | 625
18.66.2 | Providing and laying S&S C.I. Standard specials such as tees, bends, collars tapers and caps etc, suitable... | quintal | 8799.05 | 18_Water_Supply | 626
18.67.1 | Providing and laying S&S C.I. Standard specials suitable for mechanical jointing as per IS : 13382 - Up to... | quintal | 11971.3 | 18_Water_Supply | 626
18.67.2 | Providing and laying S&S C.I. Standard specials suitable for mechanical jointing as per IS : 13382 - Above... | quintal | 12609.5 | 18_Water_Supply | 627
18.68.1 | Providing and laying D.I. specials of class K-12 suitable for push-on jointing as per IS : 9523 - Up to 600... | quintal | 17094.25 | 18_Water_Supply | 627
18.68.2 | Providing and laying D.I. specials of class K-12 suitable for push-on jointing as per IS : 9523 - Above 600... | quintal | 23516.35 | 18_Water_Supply | 628
18.69.1 | Providing and laying D.I. Specials of Class K - 12 suitable for mechanical jointing as per IS : 9523 - Up t... | quintal | 17963.95 | 18_Water_Supply | 628
18.69.2 | Providing and laying D.I. Specials of Class K - 12 suitable for mechanical jointing as per IS : 9523 - Abov... | quintal | 25590.15 | 18_Water_Supply | 629
18.70.1 | Providing push-on-joints to Centrifugally (Spun) Cast Iron Pipes or Ductile Iron Pipes including testing of... | joints | 91.65 | 18_Water_Supply | 629
18.70.2 | Providing push-on-joints to Centrifugally (Spun) Cast Iron Pipes or Ductile Iron Pipes including testing of... | joints | 149.85 | 18_Water_Supply | 630
18.70.3 | Providing push-on-joints to Centrifugally (Spun) Cast Iron Pipes or Ductile Iron Pipes including testing of... | joints | 219.85 | 18_Water_Supply | 630
18.70.4 | Providing push-on-joints to Centrifugally (Spun) Cast Iron Pipes or Ductile Iron Pipes including testing of... | joints | 268.45 | 18_Water_Supply | 631
18.70.5 | Providing push-on-joints to Centrifugally (Spun) Cast Iron Pipes or Ductile Iron Pipes including testing of... | joints | 350.5 | 18_Water_Supply | 631
18.70.6 | Providing push-on-joints to Centrifugally (Spun) Cast Iron Pipes or Ductile Iron Pipes including testing of... | joints | 371.9 | 18_Water_Supply | 632
18.70.7 | Providing push-on-joints to Centrifugally (Spun) Cast Iron Pipes or Ductile Iron Pipes including testing of... | joints | 578.85 | 18_Water_Supply | 632
18.70.8 | Providing push-on-joints to Centrifugally (Spun) Cast Iron Pipes or Ductile Iron Pipes including testing of... | joints | 666.25 | 18_Water_Supply | 633
18.70.9 | Providing push-on-joints to Centrifugally (Spun) Cast Iron Pipes or Ductile Iron Pipes including testing of... | joints | 709.95 | 18_Water_Supply | 633
18.70.10 | Providing push-on-joints to Centrifugally (Spun) Cast Iron Pipes or Ductile Iron Pipes including testing of... | joints | 928.9 | 18_Water_Supply | 634
18.70.11 | Providing push-on-joints to Centrifugally (Spun) Cast Iron Pipes or Ductile Iron Pipes including testing of... | joints | 1257.75 | 18_Water_Supply | 634
18.70.12 | Providing push-on-joints to Centrifugally (Spun) Cast Iron Pipes or Ductile Iron Pipes including testing of... | joints | 1404.95 | 18_Water_Supply | 635
18.70.13 | Providing push-on-joints to Centrifugally (Spun) Cast Iron Pipes or Ductile Iron Pipes including testing of... | joints | 1546.15 | 18_Water_Supply | 635
18.70.14 | Providing push-on-joints to Centrifugally (Spun) Cast Iron Pipes or Ductile Iron Pipes including testing of... | joints | 1962.2 | 18_Water_Supply | 636
18.70.15 | Providing push-on-joints to Centrifugally (Spun) Cast Iron Pipes or Ductile Iron Pipes including testing of... | joints | 2277.5 | 18_Water_Supply | 636
18.71.1 | Providing and laying Double Flanged (screwed / welded) Centrifugally (Spun) Cast Iron, Class B (IS : 1536)... | metre | 1827.1 | 18_Water_Supply | 637
18.71.2 | Providing and laying Double Flanged (screwed / welded) Centrifugally (Spun) Cast Iron, Class B (IS : 1536)... | metre | 2861.95 | 18_Water_Supply | 637
18.71.3 | Providing and laying Double Flanged (screwed / welded) Centrifugally (Spun) Cast Iron, Class B (IS : 1536)... | metre | 4508.55 | 18_Water_Supply | 638
18.71.4 | Providing and laying Double Flanged (screwed / welded) Centrifugally (Spun) Cast Iron, Class B (IS : 1536)... | metre | 5462 | 18_Water_Supply | 639
18.71.5 | Providing and laying Double Flanged (screwed / welded) Centrifugally (Spun) Cast Iron, Class B (IS : 1536)... | metre | 6981.45 | 18_Water_Supply | 639
18.71.6 | Providing and laying Double Flanged (screwed / welded) Centrifugally (Spun) Cast Iron, Class B (IS : 1536)... | metre | 8789.35 | 18_Water_Supply | 640
18.71.7 | Providing and laying Double Flanged (screwed / welded) Centrifugally (Spun) Cast Iron, Class B (IS : 1536)... | metre | 11363.2 | 18_Water_Supply | 640
18.71.8 | Providing and laying Double Flanged (screwed / welded) Centrifugally (Spun) Cast Iron, Class B (IS : 1536)... | metre | 14455.6 | 18_Water_Supply | 641
18.71.9 | Providing and laying Double Flanged (screwed / welded) Centrifugally (Spun) Cast Iron, Class B (IS : 1536)... | metre | 17932.3 | 18_Water_Supply | 641
18.71.10 | Providing and laying Double Flanged (screwed / welded) Centrifugally (Spun) Cast Iron, Class B (IS : 1536)... | metre | 24839.8 | 18_Water_Supply | 642
18.72.1 | Providing and laying S&S Centrifugally Cast (Spun) / Ductile Iron Pipes conforming to IS : 8329 - 100 mm di... | metre | 1114.1 | 18_Water_Supply | 642
18.72.2 | Providing and laying S&S Centrifugally Cast (Spun) / Ductile Iron Pipes conforming to IS : 8329 - 150 mm di... | metre | 1590.55 | 18_Water_Supply | 643
18.72.3 | Providing and laying S&S Centrifugally Cast (Spun) / Ductile Iron Pipes conforming to IS : 8329 - 200 mm di... | metre | 1960.9 | 18_Water_Supply | 644
18.72.4 | Providing and laying S&S Centrifugally Cast (Spun) / Ductile Iron Pipes conforming to IS : 8329 - 250 mm di... | metre | 2523.85 | 18_Water_Supply | 644
18.72.5 | Providing and laying S&S Centrifugally Cast (Spun) / Ductile Iron Pipes conforming to IS : 8329 - 300 mm di... | metre | 3152.7 | 18_Water_Supply | 645
18.72.6 | Providing and laying S&S Centrifugally Cast (Spun) / Ductile Iron Pipes conforming to IS : 8329 - 350 mm di... | metre | 3740.15 | 18_Water_Supply | 645
18.72.7 | Providing and laying S&S Centrifugally Cast (Spun) / Ductile Iron Pipes conforming to IS : 8329 - 400 mm di... | metre | 4482.45 | 18_Water_Supply | 646
18.72.8 | Providing and laying S&S Centrifugally Cast (Spun) / Ductile Iron Pipes conforming to IS : 8329 - 450 mm di... | metre | 5429 | 18_Water_Supply | 646
18.72.9 | Providing and laying S&S Centrifugally Cast (Spun) / Ductile Iron Pipes conforming to IS : 8329 - 500 mm di... | metre | 6135.45 | 18_Water_Supply | 647
18.72.10 | Providing and laying S&S Centrifugally Cast (Spun) / Ductile Iron Pipes conforming to IS : 8329 - 600 mm di... | metre | 7909.3 | 18_Water_Supply | 647
18.72.11 | Providing and laying S&S Centrifugally Cast (Spun) / Ductile Iron Pipes conforming to IS : 8329 - 700 mm di... | metre | 10316.7 | 18_Water_Supply | 648
18.72.12 | Providing and laying S&S Centrifugally Cast (Spun) / Ductile Iron Pipes conforming to IS : 8329 - 800 mm di... | metre | 12869.25 | 18_Water_Supply | 648
18.72.13 | Providing and laying S&S Centrifugally Cast (Spun) / Ductile Iron Pipes conforming to IS : 8329 - 900 mm di... | metre | 16610.55 | 18_Water_Supply | 649
18.72.14 | Providing and laying S&S Centrifugally Cast (Spun) / Ductile Iron Pipes conforming to IS : 8329 - 1000 mm d... | metre | 17477.9 | 18_Water_Supply | 649
18.72.15 | Providing and laying S&S Centrifugally Cast (Spun) / Ductile Iron Pipes conforming to IS : 8329 - 100 mm di... | metre | 1073.5 | 18_Water_Supply | 650
18.72.16 | Providing and laying S&S Centrifugally Cast (Spun) / Ductile Iron Pipes conforming to IS : 8329 - 150 mm di... | metre | 1613.1 | 18_Water_Supply | 650
18.72.17 | Providing and laying S&S Centrifugally Cast (Spun) / Ductile Iron Pipes conforming to IS : 8329 - 200 mm di... | metre | 2211 | 18_Water_Supply | 651
18.72.18 | Providing and laying S&S Centrifugally Cast (Spun) / Ductile Iron Pipes conforming to IS : 8329 - 250 mm di... | metre | 3082 | 18_Water_Supply | 651
18.72.19 | Providing and laying S&S Centrifugally Cast (Spun) / Ductile Iron Pipes conforming to IS : 8329 - 300 mm di... | metre | 3853.6 | 18_Water_Supply | 652
18.72.20 | Providing and laying S&S Centrifugally Cast (Spun) / Ductile Iron Pipes conforming to IS : 8329 - 350 mm di... | metre | 4713 | 18_Water_Supply | 652
18.72.21 | Providing and laying S&S Centrifugally Cast (Spun) / Ductile Iron Pipes conforming to IS : 8329 - 400 mm di... | metre | 6031.25 | 18_Water_Supply | 653
18.72.22 | Providing and laying S&S Centrifugally Cast (Spun) / Ductile Iron Pipes conforming to IS : 8329 - 450 mm di... | metre | 7016.65 | 18_Water_Supply | 653
18.72.23 | Providing and laying S&S Centrifugally Cast (Spun) / Ductile Iron Pipes conforming to IS : 8329 - 500 mm di... | metre | 8764.75 | 18_Water_Supply | 654
18.72.24 | Providing and laying S&S Centrifugally Cast (Spun) / Ductile Iron Pipes conforming to IS : 8329 - 600 mm di... | metre | 10611.1 | 18_Water_Supply | 654
18.72.25 | Providing and laying S&S Centrifugally Cast (Spun) / Ductile Iron Pipes conforming to IS : 8329 - 700 mm di... | metre | 14656.9 | 18_Water_Supply | 655
18.72.26 | Providing and laying S&S Centrifugally Cast (Spun) / Ductile Iron Pipes conforming to IS : 8329 - 750 mm di... | metre | 15902.55 | 18_Water_Supply | 655
18.72.27 | Providing and laying S&S Centrifugally Cast (Spun) / Ductile Iron Pipes conforming to IS : 8329 - 800 mm di... | metre | 16126.35 | 18_Water_Supply | 656
18.72.28 | Providing and laying S&S Centrifugally Cast (Spun) / Ductile Iron Pipes conforming to IS : 8329 - 900 mm di... | metre | 19547.5 | 18_Water_Supply | 656
18.72.29 | Providing and laying S&S Centrifugally Cast (Spun) / Ductile Iron Pipes conforming to IS : 8329 - 1000 mm d... | metre | 21910.75 | 18_Water_Supply | 657
18.73.1 | Providing and laying Double Flanged (Screwed/ Welded) Centrifugally (Spun) Ductile Iron Pipes of Class K -... | metre | 1532.35 | 18_Water_Supply | 657
18.73.2 | Providing and laying Double Flanged (Screwed/ Welded) Centrifugally (Spun) Ductile Iron Pipes of Class K -... | metre | 2298.8 | 18_Water_Supply | 658
18.73.3 | Providing and laying Double Flanged (Screwed/ Welded) Centrifugally (Spun) Ductile Iron Pipes of Class K -... | metre | 2901.25 | 18_Water_Supply | 658
18.73.4 | Providing and laying Double Flanged (Screwed/ Welded) Centrifugally (Spun) Ductile Iron Pipes of Class K -... | metre | 4115.55 | 18_Water_Supply | 659
18.73.5 | Providing and laying Double Flanged (Screwed/ Welded) Centrifugally (Spun) Ductile Iron Pipes of Class K -... | metre | 5287.1 | 18_Water_Supply | 659
18.73.6 | Providing and laying Double Flanged (Screwed/ Welded) Centrifugally (Spun) Ductile Iron Pipes of Class K -... | metre | 6657.1 | 18_Water_Supply | 660
18.73.7 | Providing and laying Double Flanged (Screwed/ Welded) Centrifugally (Spun) Ductile Iron Pipes of Class K -... | metre | 8541.3 | 18_Water_Supply | 660
18.73.8 | Providing and laying Double Flanged (Screwed/ Welded) Centrifugally (Spun) Ductile Iron Pipes of Class K -... | metre | 9005.15 | 18_Water_Supply | 661
18.73.9 | Providing and laying Double Flanged (Screwed/ Welded) Centrifugally (Spun) Ductile Iron Pipes of Class K -... | metre | 12707.1 | 18_Water_Supply | 661
18.73.10 | Providing and laying Double Flanged (Screwed/ Welded) Centrifugally (Spun) Ductile Iron Pipes of Class K -... | metre | 16832.4 | 18_Water_Supply | 662
18.73.11 | Providing and laying Double Flanged (Screwed/ Welded) Centrifugally (Spun) Ductile Iron Pipes of Class K -... | metre | 19933.7 | 18_Water_Supply | 662
18.74.1 | Providing and fixing unplasticised P.V.C. connection pipe with PTMT Nuts, collar and bush of approved quali... | no | 94.9 | 18_Water_Supply | 663
18.74.2 | Providing and fixing unplasticised P.V.C. connection pipe with PTMT Nuts, collar and bush of approved quali... | no | 112.45 | 18_Water_Supply | 663
18.75.1 | Providing and fixing PTMT extension nipple for water tank pipe, fittings of approved quality and colour - 1... | no | 49.2 | 18_Water_Supply | 663
18.75.2 | Providing and fixing PTMT extension nipple for water tank pipe, fittings of approved quality and colour - 2... | no | 81.3 | 18_Water_Supply | 664
18.75.3 | Providing and fixing PTMT extension nipple for water tank pipe, fittings of approved quality and colour - 2... | no | 113.4 | 18_Water_Supply | 664
18.76.1 | Cutting holes up to 30x30 cm in walls including making good the same - With common burnt clay F.P.S. (non m... | holes | 327.25 | 18_Water_Supply | 665
18.77 | Cutting holes up to 15x15 cm in R.C.C. floors and roofs for passing drain pipe etc. and repairing the hole... | holes | 344.6 | 18_Water_Supply | 665
18.78 | Making chases up to 7.5x7.5 cm in walls including making good and finishing with matching surface after hou... | metre | 154.15 | 18_Water_Supply | 666
18.79 | Making hole up to 20x20 cm and embedding pipes up to 150 mm diameter in masonry and filling with cement con... | metre | 180.15 | 18_Water_Supply | 667
18.80.1 | Disinfecting C.I. water mains by flushing with water containing bleaching powder @ 0.5 gms per litre of wat... | metre | 1349.55 | 18_Water_Supply | 667
18.80.2 | Disinfecting C.I. water mains by flushing with water containing bleaching powder @ 0.5 gms per litre of wat... | metre | 1773.3 | 18_Water_Supply | 668
18.80.3 | Disinfecting C.I. water mains by flushing with water containing bleaching powder @ 0.5 gms per litre of wat... | metre | 2213.8 | 18_Water_Supply | 668
18.80.4 | Disinfecting C.I. water mains by flushing with water containing bleaching powder @ 0.5 gms per litre of wat... | metre | 2653 | 18_Water_Supply | 669
18.80.5 | Disinfecting C.I. water mains by flushing with water containing bleaching powder @ 0.5 gms per litre of wat... | metre | 3535.25 | 18_Water_Supply | 669
18.80.6 | Disinfecting C.I. water mains by flushing with water containing bleaching powder @ 0.5 gms per litre of wat... | metre | 4442.5 | 18_Water_Supply | 670
18.80.7 | Disinfecting C.I. water mains by flushing with water containing bleaching powder @ 0.5 gms per litre of wat... | metre | 4935.05 | 18_Water_Supply | 670
18.80.8 | Disinfecting C.I. water mains by flushing with water containing bleaching powder @ 0.5 gms per litre of wat... | metre | 5441.35 | 18_Water_Supply | 671
18.80.9 | Disinfecting C.I. water mains by flushing with water containing bleaching powder @ 0.5 gms per litre of wat... | metre | 5971.1 | 18_Water_Supply | 671
18.80.10 | Disinfecting C.I. water mains by flushing with water containing bleaching powder @ 0.5 gms per litre of wat... | metre | 6507.7 | 18_Water_Supply | 672
18.80.11 | Disinfecting C.I. water mains by flushing with water containing bleaching powder @ 0.5 gms per litre of wat... | metre | 7071.4 | 18_Water_Supply | 672
18.80.12 | Disinfecting C.I. water mains by flushing with water containing bleaching powder @ 0.5 gms per litre of wat... | metre | 8211.3 | 18_Water_Supply | 673
18.81.1 | Extra for every operation of disinfecting the C.I. main by flushing with water containing bleaching powder... | metre | 493.5 | 18_Water_Supply | 673
18.81.2 | Extra for every operation of disinfecting the C.I. main by flushing with water containing bleaching powder... | metre | 605 | 18_Water_Supply | 674
18.81.3 | Extra for every operation of disinfecting the C.I. main by flushing with water containing bleaching powder... | metre | 739 | 18_Water_Supply | 674
18.81.4 | Extra for every operation of disinfecting the C.I. main by flushing with water containing bleaching powder... | metre | 859.85 | 18_Water_Supply | 674
18.81.5 | Extra for every operation of disinfecting the C.I. main by flushing with water containing bleaching powder... | metre | 1309.55 | 18_Water_Supply | 675
18.81.6 | Extra for every operation of disinfecting the C.I. main by flushing with water containing bleaching powder... | metre | 1502.75 | 18_Water_Supply | 675
18.81.7 | Extra for every operation of disinfecting the C.I. main by flushing with water containing bleaching powder... | metre | 1683.45 | 18_Water_Supply | 676
18.81.8 | Extra for every operation of disinfecting the C.I. main by flushing with water containing bleaching powder... | metre | 1969.75 | 18_Water_Supply | 676
18.81.9 | Extra for every operation of disinfecting the C.I. main by flushing with water containing bleaching powder... | metre | 2258.8 | 18_Water_Supply | 676
18.81.10 | Extra for every operation of disinfecting the C.I. main by flushing with water containing bleaching powder... | metre | 2555.1 | 18_Water_Supply | 677
18.81.11 | Extra for every operation of disinfecting the C.I. main by flushing with water containing bleaching powder... | metre | 2853.45 | 18_Water_Supply | 677
18.81.12 | Extra for every operation of disinfecting the C.I. main by flushing with water containing bleaching powder... | metre | 3460.45 | 18_Water_Supply | 678
18.82.1 | Dismantling old C.I. pipes including excavation and refilling trenches after taking out the pipes, breaking... | metre | 287.05 | 18_Water_Supply | 678
18.82.2 | Dismantling old C.I. pipes including excavation and refilling trenches after taking out the pipes, breaking... | metre | 299.15 | 18_Water_Supply | 679
18.82.3 | Dismantling old C.I. pipes including excavation and refilling trenches after taking out the pipes, breaking... | metre | 310.55 | 18_Water_Supply | 680
18.82.4 | Dismantling old C.I. pipes including excavation and refilling trenches after taking out the pipes, breaking... | metre | 322.15 | 18_Water_Supply | 680
18.82.5 | Dismantling old C.I. pipes including excavation and refilling trenches after taking out the pipes, breaking... | metre | 359.15 | 18_Water_Supply | 681
18.82.6 | Dismantling old C.I. pipes including excavation and refilling trenches after taking out the pipes, breaking... | metre | 395.05 | 18_Water_Supply | 682
18.82.7 | Dismantling old C.I. pipes including excavation and refilling trenches after taking out the pipes, breaking... | metre | 427.4 | 18_Water_Supply | 682
18.82.8 | Dismantling old C.I. pipes including excavation and refilling trenches after taking out the pipes, breaking... | metre | 458.15 | 18_Water_Supply | 683
18.82.9 | Dismantling old C.I. pipes including excavation and refilling trenches after taking out the pipes, breaking... | metre | 486.45 | 18_Water_Supply | 684
18.82.10 | Dismantling old C.I. pipes including excavation and refilling trenches after taking out the pipes, breaking... | metre | 515.45 | 18_Water_Supply | 684
18.82.11 | Dismantling old C.I. pipes including excavation and refilling trenches after taking out the pipes, breaking... | metre | 541.05 | 18_Water_Supply | 685
18.82.12 | Dismantling old C.I. pipes including excavation and refilling trenches after taking out the pipes, breaking... | metre | 586.2 | 18_Water_Supply | 686
18.83.1 | Labour for cutting C.I. pipe with steel saw - 80 mm diameter C.I. pipe | cut | 108.9 | 18_Water_Supply | 686
18.83.2 | Labour for cutting C.I. pipe with steel saw - 100 mm diameter C.I. pipe | cut | 146 | 18_Water_Supply | 687
18.83.3 | Labour for cutting C.I. pipe with steel saw - 125 mm diameter C.I. pipe | cut | 202.55 | 18_Water_Supply | 687
18.83.4 | Labour for cutting C.I. pipe with steel saw - 150 mm diameter C.I. pipe | cut | 274.35 | 18_Water_Supply | 687
18.83.5 | Labour for cutting C.I. pipe with steel saw - 200 mm diameter C.I. pipe | cut | 365.95 | 18_Water_Supply | 688
18.83.6 | Labour for cutting C.I. pipe with steel saw - 250 mm diameter C.I. pipe | cut | 455.05 | 18_Water_Supply | 688
18.83.7 | Labour for cutting C.I. pipe with steel saw - 300 mm diameter C.I. pipe | cut | 546.65 | 18_Water_Supply | 688
18.83.8 | Labour for cutting C.I. pipe with steel saw - 350 mm diameter C.I. pipe | cut | 635.75 | 18_Water_Supply | 689
18.83.9 | Labour for cutting C.I. pipe with steel saw - 400 mm diameter C.I. pipe | cut | 727 | 18_Water_Supply | 689
18.83.10 | Labour for cutting C.I. pipe with steel saw - 450 mm diameter C.I. pipe | cut | 816.45 | 18_Water_Supply | 689
18.83.11 | Labour for cutting C.I. pipe with steel saw - 500 mm diameter C.I. pipe | cut | 907.7 | 18_Water_Supply | 690
18.83.12 | Labour for cutting C.I. pipe with steel saw - 600 mm diameter C.I. pipe | cut | 1083.5 | 18_Water_Supply | 690
18.84.1 | Providing & fixing chrome plated brass battery based infrared sensor operated pillar cock, having foam flow... | no | 7781.6 | 18_Water_Supply | 690
18.85.1 | Providing and fixing Stainless Steel pipe and fitting of grade AISI 304 as per JIS standard 3448 complete w... | metre | 325.2 | 18_Water_Supply | 691
18.85.2 | Providing and fixing Stainless Steel pipe and fitting of grade AISI 304 as per JIS standard 3448 complete w... | metre | 484 | 18_Water_Supply | 691
18.85.3 | Providing and fixing Stainless Steel pipe and fitting of grade AISI 304 as per JIS standard 3448 complete w... | metre | 560.25 | 18_Water_Supply | 692
18.85.4 | Providing and fixing Stainless Steel pipe and fitting of grade AISI 304 as per JIS standard 3448 complete w... | metre | 737.3 | 18_Water_Supply | 693
18.85.5 | Providing and fixing Stainless Steel pipe and fitting of grade AISI 304 as per JIS standard 3448 complete w... | metre | 762.95 | 18_Water_Supply | 693
18.85.6 | Providing and fixing Stainless Steel pipe and fitting of grade AISI 304 as per JIS standard 3448 complete w... | metre | 1000.35 | 18_Water_Supply | 694
18.86.1 | Providing and fixing Stainless Steel pipe and fitting of grade AISI 304 as per JIS standard 3448 complete w... | metre | 478.65 | 18_Water_Supply | 695
18.86.2 | Providing and fixing Stainless Steel pipe and fitting of grade AISI 304 as per JIS standard 3448 complete w... | metre | 637.4 | 18_Water_Supply | 695
18.87.1 | Providing and fixing required Stainless Steel Fitting of press fit design of grade AISI 304 conforming to J... | no | 78.95 | 18_Water_Supply | 696
18.87.2 | Providing and fixing required Stainless Steel Fitting of press fit design of grade AISI 304 conforming to J... | no | 84.3 | 18_Water_Supply | 697
18.87.3 | Providing and fixing required Stainless Steel Fitting of press fit design of grade AISI 304 conforming to J... | no | 119.1 | 18_Water_Supply | 697
18.87.4 | Providing and fixing required Stainless Steel Fitting of press fit design of grade AISI 304 conforming to J... | no | 175.25 | 18_Water_Supply | 697
18.87.5 | Providing and fixing required Stainless Steel Fitting of press fit design of grade AISI 304 conforming to J... | no | 211.4 | 18_Water_Supply | 698
18.87.6 | Providing and fixing required Stainless Steel Fitting of press fit design of grade AISI 304 conforming to J... | no | 240.85 | 18_Water_Supply | 698
18.88.1 | Providing and fixing required Stainless Steel Fitting of press fit design of grade AISI 304 conforming to J... | no | 137.8 | 18_Water_Supply | 698
18.88.2 | Providing and fixing required Stainless Steel Fitting of press fit design of grade AISI 304 conforming to J... | no | 188.65 | 18_Water_Supply | 699
18.88.3 | Providing and fixing required Stainless Steel Fitting of press fit design of grade AISI 304 conforming to J... | no | 194 | 18_Water_Supply | 699
18.88.4 | Providing and fixing required Stainless Steel Fitting of press fit design of grade AISI 304 conforming to J... | no | 246.2 | 18_Water_Supply | 700
18.88.5 | Providing and fixing required Stainless Steel Fitting of press fit design of grade AISI 304 conforming to J... | no | 250.2 | 18_Water_Supply | 700
18.88.6 | Providing and fixing required Stainless Steel Fitting of press fit design of grade AISI 304 conforming to J... | no | 254.2 | 18_Water_Supply | 700
18.88.7 | Providing and fixing required Stainless Steel Fitting of press fit design of grade AISI 304 conforming to J... | no | 480.3 | 18_Water_Supply | 701
18.88.8 | Providing and fixing required Stainless Steel Fitting of press fit design of grade AISI 304 conforming to J... | no | 484.35 | 18_Water_Supply | 701
18.88.9 | Providing and fixing required Stainless Steel Fitting of press fit design of grade AISI 304 conforming to J... | no | 484.35 | 18_Water_Supply | 701
18.88.10 | Providing and fixing required Stainless Steel Fitting of press fit design of grade AISI 304 conforming to J... | no | 517.8 | 18_Water_Supply | 702
18.88.11 | Providing and fixing required Stainless Steel Fitting of press fit design of grade AISI 304 conforming to J... | no | 548.55 | 18_Water_Supply | 702
18.88.12 | Providing and fixing required Stainless Steel Fitting of press fit design of grade AISI 304 conforming to J... | no | 548.55 | 18_Water_Supply | 702
18.88.13 | Providing and fixing required Stainless Steel Fitting of press fit design of grade AISI 304 conforming to J... | no | 548.55 | 18_Water_Supply | 703
18.88.14 | Providing and fixing required Stainless Steel Fitting of press fit design of grade AISI 304 conforming to J... | no | 548.55 | 18_Water_Supply | 703
18.88.15 | Providing and fixing required Stainless Steel Fitting of press fit design of grade AISI 304 conforming to J... | no | 548.55 | 18_Water_Supply | 703
18.89.1 | Providing and fixing required Stainless Steel Fitting of press fit design of grade AISI 304 conforming to J... | no | 62.9 | 18_Water_Supply | 704
18.89.2 | Providing and fixing required Stainless Steel Fitting of press fit design of grade AISI 304 conforming to J... | no | 84.3 | 18_Water_Supply | 704
18.89.3 | Providing and fixing required Stainless Steel Fitting of press fit design of grade AISI 304 conforming to J... | no | 119.1 | 18_Water_Supply | 704
18.89.4 | Providing and fixing required Stainless Steel Fitting of press fit design of grade AISI 304 conforming to J... | no | 175.25 | 18_Water_Supply | 705
18.89.5 | Providing and fixing required Stainless Steel Fitting of press fit design of grade AISI 304 conforming to J... | no | 211.4 | 18_Water_Supply | 705
18.89.6 | Providing and fixing required Stainless Steel Fitting of press fit design of grade AISI 304 conforming to J... | no | 227.45 | 18_Water_Supply | 705
18.90.1 | Providing and fixing required Stainless Steel Fitting of press fit design of grade AISI 304 conforming to J... | no | 77.6 | 18_Water_Supply | 706
18.90.2 | Providing and fixing required Stainless Steel Fitting of press fit design of grade AISI 304 conforming to J... | no | 84.3 | 18_Water_Supply | 706
18.90.3 | Providing and fixing required Stainless Steel Fitting of press fit design of grade AISI 304 conforming to J... | no | 128.45 | 18_Water_Supply | 706
18.90.4 | Providing and fixing required Stainless Steel Fitting of press fit design of grade AISI 304 conforming to J... | no | 145.85 | 18_Water_Supply | 707
18.90.5 | Providing and fixing required Stainless Steel Fitting of press fit design of grade AISI 304 conforming to J... | no | 155.2 | 18_Water_Supply | 707
18.90.6 | Providing and fixing required Stainless Steel Fitting of press fit design of grade AISI 304 conforming to J... | no | 200.7 | 18_Water_Supply | 707
18.91.1 | Providing and fixing required Stainless Steel Fitting of press fit design of grade AISI 304 conforming to J... | no | 198 | 18_Water_Supply | 708
18.91.2 | Providing and fixing required Stainless Steel Fitting of press fit design of grade AISI 304 conforming to J... | no | 255.55 | 18_Water_Supply | 708
18.91.3 | Providing and fixing required Stainless Steel Fitting of press fit design of grade AISI 304 conforming to J... | no | 295.7 | 18_Water_Supply | 708
18.91.4 | Providing and fixing required Stainless Steel Fitting of press fit design of grade AISI 304 conforming to J... | no | 384 | 18_Water_Supply | 709
18.91.5 | Providing and fixing required Stainless Steel Fitting of press fit design of grade AISI 304 conforming to J... | no | 461.6 | 18_Water_Supply | 709
18.91.6 | Providing and fixing required Stainless Steel Fitting of press fit design of grade AISI 304 conforming to J... | no | 239.5 | 18_Water_Supply | 709
18.92.1 | Providing and fixing required Stainless Steel Fitting of press fit design of grade AISI 304 conforming to J... | no | 212.75 | 18_Water_Supply | 710
18.92.2 | Providing and fixing required Stainless Steel Fitting of press fit design of grade AISI 304 conforming to J... | no | 309.05 | 18_Water_Supply | 710
18.92.3 | Providing and fixing required Stainless Steel Fitting of press fit design of grade AISI 304 conforming to J... | no | 365.25 | 18_Water_Supply | 710
18.92.4 | Providing and fixing required Stainless Steel Fitting of press fit design of grade AISI 304 conforming to J... | no | 584.7 | 18_Water_Supply | 711
18.92.5 | Providing and fixing required Stainless Steel Fitting of press fit design of grade AISI 304 conforming to J... | no | 913.8 | 18_Water_Supply | 711
18.92.6 | Providing and fixing required Stainless Steel Fitting of press fit design of grade AISI 304 conforming to J... | no | 1186.75 | 18_Water_Supply | 711
18.93.1 | Providing and fixing required Stainless Steel Fitting of press fit design of grade AISI 304 conforming to J... | no | 239.5 | 18_Water_Supply | 712
18.93.2 | Providing and fixing required Stainless Steel Fitting of press fit design of grade AISI 304 conforming to J... | no | 365.25 | 18_Water_Supply | 712
18.93.3 | Providing and fixing required Stainless Steel Fitting of press fit design of grade AISI 304 conforming to J... | no | 365.25 | 18_Water_Supply | 712
18.93.4 | Providing and fixing required Stainless Steel Fitting of press fit design of grade AISI 304 conforming to J... | no | 584.7 | 18_Water_Supply | 713
18.93.5 | Providing and fixing required Stainless Steel Fitting of press fit design of grade AISI 304 conforming to J... | no | 584.7 | 18_Water_Supply | 713
18.93.6 | Providing and fixing required Stainless Steel Fitting of press fit design of grade AISI 304 conforming to J... | no | 584.7 | 18_Water_Supply | 713
18.93.7 | Providing and fixing required Stainless Steel Fitting of press fit design of grade AISI 304 conforming to J... | no | 913.8 | 18_Water_Supply | 714
18.93.8 | Providing and fixing required Stainless Steel Fitting of press fit design of grade AISI 304 conforming to J... | no | 913.8 | 18_Water_Supply | 714
18.93.9 | Providing and fixing required Stainless Steel Fitting of press fit design of grade AISI 304 conforming to J... | no | 913.8 | 18_Water_Supply | 714
18.93.10 | Providing and fixing required Stainless Steel Fitting of press fit design of grade AISI 304 conforming to J... | no | 913.8 | 18_Water_Supply | 715
18.93.11 | Providing and fixing required Stainless Steel Fitting of press fit design of grade AISI 304 conforming to J... | no | 1186.75 | 18_Water_Supply | 715
18.93.12 | Providing and fixing required Stainless Steel Fitting of press fit design of grade AISI 304 conforming to J... | no | 1186.75 | 18_Water_Supply | 715
18.93.13 | Providing and fixing required Stainless Steel Fitting of press fit design of grade AISI 304 conforming to J... | no | 1186.75 | 18_Water_Supply | 716
18.93.14 | Providing and fixing required Stainless Steel Fitting of press fit design of grade AISI 304 conforming to J... | no | 1186.75 | 18_Water_Supply | 716
18.93.15 | Providing and fixing required Stainless Steel Fitting of press fit design of grade AISI 304 conforming to J... | no | 1186.75 | 18_Water_Supply | 716
18.94.1 | Providing and fixing required Stainless Steel Fitting of press fit design of grade AISI 304 conforming to J... | no | 239.5 | 18_Water_Supply | 717
18.94.2 | Providing and fixing required Stainless Steel Fitting of press fit design of grade AISI 304 conforming to J... | no | 267.6 | 18_Water_Supply | 717
18.94.3 | Providing and fixing required Stainless Steel Fitting of press fit design of grade AISI 304 conforming to J... | no | 274.3 | 18_Water_Supply | 718
18.94.4 | Providing and fixing required Stainless Steel Fitting of press fit design of grade AISI 304 conforming to J... | no | 365.25 | 18_Water_Supply | 718
18.94.5 | Providing and fixing required Stainless Steel Fitting of press fit design of grade AISI 304 conforming to J... | no | 365.25 | 18_Water_Supply | 718
18.94.6 | Providing and fixing required Stainless Steel Fitting of press fit design of grade AISI 304 conforming to J... | no | 365.25 | 18_Water_Supply | 719
18.94.7 | Providing and fixing required Stainless Steel Fitting of press fit design of grade AISI 304 conforming to J... | no | 584.7 | 18_Water_Supply | 719
18.94.8 | Providing and fixing required Stainless Steel Fitting of press fit design of grade AISI 304 conforming to J... | no | 584.7 | 18_Water_Supply | 719
18.94.9 | Providing and fixing required Stainless Steel Fitting of press fit design of grade AISI 304 conforming to J... | no | 584.7 | 18_Water_Supply | 720
18.94.10 | Providing and fixing required Stainless Steel Fitting of press fit design of grade AISI 304 conforming to J... | no | 584.7 | 18_Water_Supply | 720
18.94.11 | Providing and fixing required Stainless Steel Fitting of press fit design of grade AISI 304 conforming to J... | no | 913.8 | 18_Water_Supply | 720
18.94.12 | Providing and fixing required Stainless Steel Fitting of press fit design of grade AISI 304 conforming to J... | no | 913.8 | 18_Water_Supply | 721
18.94.13 | Providing and fixing required Stainless Steel Fitting of press fit design of grade AISI 304 conforming to J... | no | 913.8 | 18_Water_Supply | 721
18.94.14 | Providing and fixing required Stainless Steel Fitting of press fit design of grade AISI 304 conforming to J... | no | 913.8 | 18_Water_Supply | 721
18.94.15 | Providing and fixing required Stainless Steel Fitting of press fit design of grade AISI 304 conforming to J... | no | 913.8 | 18_Water_Supply | 722
18.94.16 | Providing and fixing required Stainless Steel Fitting of press fit design of grade AISI 304 conforming to J... | no | 1186.75 | 18_Water_Supply | 722
18.94.17 | Providing and fixing required Stainless Steel Fitting of press fit design of grade AISI 304 conforming to J... | no | 1186.75 | 18_Water_Supply | 722
18.94.18 | Providing and fixing required Stainless Steel Fitting of press fit design of grade AISI 304 conforming to J... | no | 1186.75 | 18_Water_Supply | 723
18.94.19 | Providing and fixing required Stainless Steel Fitting of press fit design of grade AISI 304 conforming to J... | no | 1186.75 | 18_Water_Supply | 723
18.94.20 | Providing and fixing required Stainless Steel Fitting of press fit design of grade AISI 304 conforming to J... | no | 1186.75 | 18_Water_Supply | 723
18.94.21 | Providing and fixing required Stainless Steel Fitting of press fit design of grade AISI 304 conforming to J... | no | 1186.75 | 18_Water_Supply | 724
18.95.1 | Providing and fixing required Stainless Steel Fitting of press fit design of grade AISI 304 conforming to J... | no | 239.5 | 18_Water_Supply | 724
18.95.2 | Providing and fixing required Stainless Steel Fitting of press fit design of grade AISI 304 conforming to J... | no | 267.6 | 18_Water_Supply | 725
18.95.3 | Providing and fixing required Stainless Steel Fitting of press fit design of grade AISI 304 conforming to J... | no | 267.6 | 18_Water_Supply | 725
18.95.4 | Providing and fixing required Stainless Steel Fitting of press fit design of grade AISI 304 conforming to J... | no | 365.25 | 18_Water_Supply | 725
18.95.5 | Providing and fixing required Stainless Steel Fitting of press fit design of grade AISI 304 conforming to J... | no | 365.25 | 18_Water_Supply | 726
18.95.6 | Providing and fixing required Stainless Steel Fitting of press fit design of grade AISI 304 conforming to J... | no | 365.25 | 18_Water_Supply | 726
18.95.7 | Providing and fixing required Stainless Steel Fitting of press fit design of grade AISI 304 conforming to J... | no | 584.7 | 18_Water_Supply | 726
18.95.8 | Providing and fixing required Stainless Steel Fitting of press fit design of grade AISI 304 conforming to J... | no | 584.7 | 18_Water_Supply | 727
18.95.9 | Providing and fixing required Stainless Steel Fitting of press fit design of grade AISI 304 conforming to J... | no | 584.7 | 18_Water_Supply | 727
18.95.10 | Providing and fixing required Stainless Steel Fitting of press fit design of grade AISI 304 conforming to J... | no | 584.7 | 18_Water_Supply | 727
18.95.11 | Providing and fixing required Stainless Steel Fitting of press fit design of grade AISI 304 conforming to J... | no | 913.8 | 18_Water_Supply | 728
18.95.12 | Providing and fixing required Stainless Steel Fitting of press fit design of grade AISI 304 conforming to J... | no | 913.8 | 18_Water_Supply | 728
18.95.13 | Providing and fixing required Stainless Steel Fitting of press fit design of grade AISI 304 conforming to J... | no | 913.8 | 18_Water_Supply | 728
18.95.14 | Providing and fixing required Stainless Steel Fitting of press fit design of grade AISI 304 conforming to J... | no | 913.8 | 18_Water_Supply | 729
18.95.15 | Providing and fixing required Stainless Steel Fitting of press fit design of grade AISI 304 conforming to J... | no | 913.8 | 18_Water_Supply | 729
18.95.16 | Providing and fixing required Stainless Steel Fitting of press fit design of grade AISI 304 conforming to J... | no | 1186.75 | 18_Water_Supply | 729
18.95.17 | Providing and fixing required Stainless Steel Fitting of press fit design of grade AISI 304 conforming to J... | no | 1186.75 | 18_Water_Supply | 730
18.95.18 | Providing and fixing required Stainless Steel Fitting of press fit design of grade AISI 304 conforming to J... | no | 1186.75 | 18_Water_Supply | 730
18.95.19 | Providing and fixing required Stainless Steel Fitting of press fit design of grade AISI 304 conforming to J... | no | 1186.75 | 18_Water_Supply | 730
18.95.20 | Providing and fixing required Stainless Steel Fitting of press fit design of grade AISI 304 conforming to J... | no | 1186.75 | 18_Water_Supply | 731
18.95.21 | Providing and fixing required Stainless Steel Fitting of press fit design of grade AISI 304 conforming to J... | no | 1186.75 | 18_Water_Supply | 731
18.96.1 | Providing and fixing required Stainless Steel Fitting of press fit design of grade AISI 304 conforming to J... | no | 254.2 | 18_Water_Supply | 731
18.96.2 | Providing and fixing required Stainless Steel Fitting of press fit design of grade AISI 304 conforming to J... | no | 307.75 | 18_Water_Supply | 732
18.96.3 | Providing and fixing required Stainless Steel Fitting of press fit design of grade AISI 304 conforming to J... | no | 317.1 | 18_Water_Supply | 732
18.96.4 | Providing and fixing required Stainless Steel Fitting of press fit design of grade AISI 304 conforming to J... | no | 370.6 | 18_Water_Supply | 733
18.96.5 | Providing and fixing required Stainless Steel Fitting of press fit design of grade AISI 304 conforming to J... | no | 382.65 | 18_Water_Supply | 733
18.96.6 | Providing and fixing required Stainless Steel Fitting of press fit design of grade AISI 304 conforming to J... | no | 450.9 | 18_Water_Supply | 733
18.96.7 | Providing and fixing required Stainless Steel Fitting of press fit design of grade AISI 304 conforming to J... | no | 547.2 | 18_Water_Supply | 734
18.96.8 | Providing and fixing required Stainless Steel Fitting of press fit design of grade AISI 304 conforming to J... | no | 719.8 | 18_Water_Supply | 734
18.96.9 | Providing and fixing required Stainless Steel Fitting of press fit design of grade AISI 304 conforming to J... | no | 770.65 | 18_Water_Supply | 734
18.96.10 | Providing and fixing required Stainless Steel Fitting of press fit design of grade AISI 304 conforming to J... | no | 911.15 | 18_Water_Supply | 735
18.96.11 | Providing and fixing required Stainless Steel Fitting of press fit design of grade AISI 304 conforming to J... | no | 1121.2 | 18_Water_Supply | 735
18.96.12 | Providing and fixing required Stainless Steel Fitting of press fit design of grade AISI 304 conforming to J... | no | 1291.1 | 18_Water_Supply | 735
18.97.1 | Providing and fixing required Stainless Steel Fitting of press fit design of grade AISI 304 conforming to J... | no | 258.2 | 18_Water_Supply | 736
18.97.2 | Providing and fixing required Stainless Steel Fitting of press fit design of grade AISI 304 conforming to J... | no | 303.7 | 18_Water_Supply | 736
18.97.3 | Providing and fixing required Stainless Steel Fitting of press fit design of grade AISI 304 conforming to J... | no | 331.8 | 18_Water_Supply | 737
18.97.4 | Providing and fixing required Stainless Steel Fitting of press fit design of grade AISI 304 conforming to J... | no | 418.75 | 18_Water_Supply | 737
18.97.5 | Providing and fixing required Stainless Steel Fitting of press fit design of grade AISI 304 conforming to J... | no | 428.15 | 18_Water_Supply | 737
18.97.6 | Providing and fixing required Stainless Steel Fitting of press fit design of grade AISI 304 conforming to J... | no | 616.8 | 18_Water_Supply | 738
18.97.7 | Providing and fixing required Stainless Steel Fitting of press fit design of grade AISI 304 conforming to J... | no | 755.95 | 18_Water_Supply | 738
18.97.8 | Providing and fixing required Stainless Steel Fitting of press fit design of grade AISI 304 conforming to J... | no | 868.3 | 18_Water_Supply | 738
18.97.9 | Providing and fixing required Stainless Steel Fitting of press fit design of grade AISI 304 conforming to J... | no | 971.35 | 18_Water_Supply | 739
18.97.10 | Providing and fixing required Stainless Steel Fitting of press fit design of grade AISI 304 conforming to J... | no | 1123.85 | 18_Water_Supply | 739
18.97.11 | Providing and fixing required Stainless Steel Fitting of press fit design of grade AISI 304 conforming to J... | no | 1522.55 | 18_Water_Supply | 739
18.98.1 | Providing and fixing required Stainless Steel Fitting of press fit design of grade AISI 304 conforming to J... | no | 313.1 | 18_Water_Supply | 740
18.98.2 | Providing and fixing required Stainless Steel Fitting of press fit design of grade AISI 304 conforming to J... | no | 369.25 | 18_Water_Supply | 740
18.98.3 | Providing and fixing required Stainless Steel Fitting of press fit design of grade AISI 304 conforming to J... | no | 394.7 | 18_Water_Supply | 741
18.98.4 | Providing and fixing required Stainless Steel Fitting of press fit design of grade AISI 304 conforming to J... | no | 567.3 | 18_Water_Supply | 741
18.98.5 | Providing and fixing required Stainless Steel Fitting of press fit design of grade AISI 304 conforming to J... | no | 841.55 | 18_Water_Supply | 741
18.98.6 | Providing and fixing required Stainless Steel Fitting of press fit design of grade AISI 304 conforming to J... | no | 1170.7 | 18_Water_Supply | 742
18.98.7 | Providing and fixing required Stainless Steel Fitting of press fit design of grade AISI 304 conforming to J... | no | 1573.4 | 18_Water_Supply | 742
18.99.1 | Providing and fixing required Stainless Steel Fitting of press fit design of grade AISI 304 conforming to J... | no | 200.7 | 18_Water_Supply | 742
18.99.2 | Providing and fixing required Stainless Steel Fitting of press fit design of grade AISI 304 conforming to J... | no | 255.55 | 18_Water_Supply | 743
18.99.3 | Providing and fixing required Stainless Steel Fitting of press fit design of grade AISI 304 conforming to J... | no | 255.55 | 18_Water_Supply | 743
18.99.4 | Providing and fixing required Stainless Steel Fitting of press fit design of grade AISI 304 conforming to J... | no | 274.3 | 18_Water_Supply | 744
18.99.5 | Providing and fixing required Stainless Steel Fitting of press fit design of grade AISI 304 conforming to J... | no | 384 | 18_Water_Supply | 744
18.99.6 | Providing and fixing required Stainless Steel Fitting of press fit design of grade AISI 304 conforming to J... | no | 639.55 | 18_Water_Supply | 744
18.99.7 | Providing and fixing required Stainless Steel Fitting of press fit design of grade AISI 304 conforming to J... | no | 639.55 | 18_Water_Supply | 745
18.99.8 | Providing and fixing required Stainless Steel Fitting of press fit design of grade AISI 304 conforming to J... | no | 913.8 | 18_Water_Supply | 745
18.99.9 | Providing and fixing required Stainless Steel Fitting of press fit design of grade AISI 304 conforming to J... | no | 913.8 | 18_Water_Supply | 745
18.100.1 | Providing and fixing required Stainless Steel Fitting of press fit design of grade AISI 304 conforming to J... | no | 255.55 | 18_Water_Supply | 746
18.100.2 | Providing and fixing required Stainless Steel Fitting of press fit design of grade AISI 304 conforming to J... | no | 274.3 | 18_Water_Supply | 746
18.100.3 | Providing and fixing required Stainless Steel Fitting of press fit design of grade AISI 304 conforming to J... | no | 274.3 | 18_Water_Supply | 746
18.100.4 | Providing and fixing required Stainless Steel Fitting of press fit design of grade AISI 304 conforming to J... | no | 274.3 | 18_Water_Supply | 747
18.100.5 | Providing and fixing required Stainless Steel Fitting of press fit design of grade AISI 304 conforming to J... | no | 384 | 18_Water_Supply | 747
18.100.6 | Providing and fixing required Stainless Steel Fitting of press fit design of grade AISI 304 conforming to J... | no | 384 | 18_Water_Supply | 748
18.100.7 | Providing and fixing required Stainless Steel Fitting of press fit design of grade AISI 304 conforming to J... | no | 639.55 | 18_Water_Supply | 748
18.100.8 | Providing and fixing required Stainless Steel Fitting of press fit design of grade AISI 304 conforming to J... | no | 639.55 | 18_Water_Supply | 748
18.100.9 | Providing and fixing required Stainless Steel Fitting of press fit design of grade AISI 304 conforming to J... | no | 913.8 | 18_Water_Supply | 749
18.100.10 | Providing and fixing required Stainless Steel Fitting of press fit design of grade AISI 304 conforming to J... | no | 913.8 | 18_Water_Supply | 749
18.101.1 | Providing and fixing required Stainless Steel Fitting of press fit design of grade AISI 304 conforming to J... | no | 60.2 | 18_Water_Supply | 749
18.101.2 | Providing and fixing required Stainless Steel Fitting of press fit design of grade AISI 304 conforming to J... | no | 85.65 | 18_Water_Supply | 750
18.101.3 | Providing and fixing required Stainless Steel Fitting of press fit design of grade AISI 304 conforming to J... | no | 112.4 | 18_Water_Supply | 750
18.101.4 | Providing and fixing required Stainless Steel Fitting of press fit design of grade AISI 304 conforming to J... | no | 218.1 | 18_Water_Supply | 751
18.101.5 | Providing and fixing required Stainless Steel Fitting of press fit design of grade AISI 304 conforming to J... | no | 315.75 | 18_Water_Supply | 751
18.101.6 | Providing and fixing required Stainless Steel Fitting of press fit design of grade AISI 304 conforming to J... | no | 400.05 | 18_Water_Supply | 751
18.102.1 | Providing and fixing required Stainless Steel Fitting of press fit design of grade AISI 304 conforming to J... | no | 286.3 | 18_Water_Supply | 752
18.102.2 | Providing and fixing required Stainless Steel Fitting of press fit design of grade AISI 304 conforming to J... | no | 362.6 | 18_Water_Supply | 752
18.102.3 | Providing and fixing required Stainless Steel Fitting of press fit design of grade AISI 304 conforming to J... | no | 544.55 | 18_Water_Supply | 752
19.1.1 | Providing, laying and jointing glazed stoneware pipes class SP-1 with stiff mixture of cement mortar in the... | metre | 317.05 | 19_Drainage | 756
19.1.2 | Providing, laying and jointing glazed stoneware pipes class SP-1 with stiff mixture of cement mortar in the... | metre | 500.2 | 19_Drainage | 756
19.1.3 | Providing, laying and jointing glazed stoneware pipes class SP-1 with stiff mixture of cement mortar in the... | metre | 794.25 | 19_Drainage | 757
19.1.4 | Providing, laying and jointing glazed stoneware pipes class SP-1 with stiff mixture of cement mortar in the... | metre | 1173.7 | 19_Drainage | 758
19.1.5 | Providing, laying and jointing glazed stoneware pipes class SP-1 with stiff mixture of cement mortar in the... | metre | 1607.15 | 19_Drainage | 758
19.2.1 | Providing and laying cement concrete 1:5:10 (1 cement : 5 coarse sand : 10 graded stone aggregate 40 mm nom... | metres | 817 | 19_Drainage | 759
19.2.2 | Providing and laying cement concrete 1:5:10 (1 cement : 5 coarse sand : 10 graded stone aggregate 40 mm nom... | metres | 999.15 | 19_Drainage | 760
19.2.3 | Providing and laying cement concrete 1:5:10 (1 cement : 5 coarse sand : 10 graded stone aggregate 40 mm nom... | metres | 1164.8 | 19_Drainage | 760
19.2.4 | Providing and laying cement concrete 1:5:10 (1 cement : 5 coarse sand : 10 graded stone aggregate 40 mm nom... | metres | 1346.95 | 19_Drainage | 760
19.3.1 | Providing and laying cement concrete 1:5:10 (1 cement : 5 coarse sand : 10 graded stone aggregate 40 mm nom... | metres | 388.3 | 19_Drainage | 761
19.3.2 | Providing and laying cement concrete 1:5:10 (1 cement : 5 coarse sand : 10 graded stone aggregate 40 mm nom... | metres | 629.3 | 19_Drainage | 762
19.3.3 | Providing and laying cement concrete 1:5:10 (1 cement : 5 coarse sand : 10 graded stone aggregate 40 mm nom... | metres | 739.7 | 19_Drainage | 762
19.3.4 | Providing and laying cement concrete 1:5:10 (1 cement : 5 coarse sand : 10 graded stone aggregate 40 mm nom... | metres | 861.15 | 19_Drainage | 763
19.3.5 | Providing and laying cement concrete 1:5:10 (1 cement : 5 coarse sand : 10 graded stone aggregate 40 mm nom... | metres | 993.65 | 19_Drainage | 764
19.4.1.1 | Providing and fixing square-mouth S.W. gully trap class SP-1 complete with C.I. grating brick masonry chamb... | gully | 2307 | 19_Drainage | 765
19.4.1.2 | Providing and fixing square-mouth S.W. gully trap class SP-1 complete with C.I. grating brick masonry chamb... | nos | 2311.05 | 19_Drainage | 766
19.4.2.1 | Providing and fixing square-mouth S.W. gully trap class SP-1 complete with C.I. grating brick masonry chamb... | gully | 2317.4 | 19_Drainage | 767
19.4.2.2 | Providing and fixing square-mouth S.W. gully trap class SP-1 complete with C.I. grating brick masonry chamb... | gully | 2321.45 | 19_Drainage | 768
19.4.3.1 | Providing and fixing square-mouth S.W. gully trap class SP-1 complete with C.I. grating brick masonry chamb... | gully | 2409.6 | 19_Drainage | 769
19.4.3.2 | Providing and fixing square-mouth S.W. gully trap class SP-1 complete with C.I. grating brick masonry chamb... | gully | 2413.65 | 19_Drainage | 770
19.5.1 | Dismantling of old S.W. pipes including breaking of joints and bed concrete stacking of useful materials ne... | metres | 63.45 | 19_Drainage | 771
19.5.2 | Dismantling of old S.W. pipes including breaking of joints and bed concrete stacking of useful materials ne... | metres | 70.2 | 19_Drainage | 771
19.5.3 | Dismantling of old S.W. pipes including breaking of joints and bed concrete stacking of useful materials ne... | metres | 74.65 | 19_Drainage | 771
19.5.4 | Dismantling of old S.W. pipes including breaking of joints and bed concrete stacking of useful materials ne... | metres | 79.15 | 19_Drainage | 772
19.5.5 | Dismantling of old S.W. pipes including breaking of joints and bed concrete stacking of useful materials ne... | metres | 83.6 | 19_Drainage | 772
19.5.6 | Dismantling of old S.W. pipes including breaking of joints and bed concrete stacking of useful materials ne... | metres | 96.3 | 19_Drainage | 773
19.5.7 | Dismantling of old S.W. pipes including breaking of joints and bed concrete stacking of useful materials ne... | metres | 105.25 | 19_Drainage | 773
19.5.8 | Dismantling of old S.W. pipes including breaking of joints and bed concrete stacking of useful materials ne... | metres | 109.75 | 19_Drainage | 774
19.6.1 | Providing and laying non-pressure NP2 class (light duty) R.C.C. pipes with collars jointed with stiff mixtu... | metres | 415.75 | 19_Drainage | 774
19.6.2 | Providing and laying non-pressure NP2 class (light duty) R.C.C. pipes with collars jointed with stiff mixtu... | metres | 462.6 | 19_Drainage | 775
19.6.3 | Providing and laying non-pressure NP2 class (light duty) R.C.C. pipes with collars jointed with stiff mixtu... | metres | 754.45 | 19_Drainage | 775
19.6.4 | Providing and laying non-pressure NP2 class (light duty) R.C.C. pipes with collars jointed with stiff mixtu... | metres | 863.65 | 19_Drainage | 776
19.6.5 | Providing and laying non-pressure NP2 class (light duty) R.C.C. pipes with collars jointed with stiff mixtu... | metres | 1392.7 | 19_Drainage | 777
19.6.6 | Providing and laying non-pressure NP2 class (light duty) R.C.C. pipes with collars jointed with stiff mixtu... | metres | 1656.95 | 19_Drainage | 777
19.6.7 | Providing and laying non-pressure NP2 class (light duty) R.C.C. pipes with collars jointed with stiff mixtu... | metres | 1948.35 | 19_Drainage | 778
19.6.8 | Providing and laying non-pressure NP2 class (light duty) R.C.C. pipes with collars jointed with stiff mixtu... | metres | 2533.05 | 19_Drainage | 779
19.6.9 | Providing and laying non-pressure NP2 class (light duty) R.C.C. pipes with collars jointed with stiff mixtu... | metres | 3022.85 | 19_Drainage | 779
19.6.10 | Providing and laying non-pressure NP2 class (light duty) R.C.C. pipes with collars jointed with stiff mixtu... | metres | 4090.55 | 19_Drainage | 780
19.6.11 | Providing and laying non-pressure NP2 class (light duty) R.C.C. pipes with collars jointed with stiff mixtu... | metres | 4800.35 | 19_Drainage | 781
19.6.12 | Providing and laying non-pressure NP2 class (light duty) R.C.C. pipes with collars jointed with stiff mixtu... | metress | 5393.75 | 19_Drainage | 781
19.6.13 | Providing and laying non-pressure NP2 class (light duty) R.C.C. pipes with collars jointed with stiff mixtu... | metres | 6046.8 | 19_Drainage | 782
19.7.1.1 | Constructing brick masonry manhole in cement mortar 1:4 ( 1 cement : 4 coarse sand ) with R.C.C. top slab w... | manhole | 10905.05 | 19_Drainage | 783
19.7.1.2 | Constructing brick masonry manhole in cement mortar 1:4 ( 1 cement : 4 coarse sand ) with R.C.C. top slab w... | manhole | 10915.65 | 19_Drainage | 784
19.7.2.1 | Constructing brick masonry manhole in cement mortar 1:4 ( 1 cement : 4 coarse sand ) with R.C.C. top slab w... | manhole | 22939.65 | 19_Drainage | 786
19.7.2.2 | Constructing brick masonry manhole in cement mortar 1:4 ( 1 cement : 4 coarse sand ) with R.C.C. top slab w... | manhole | 22968.6 | 19_Drainage | 787
19.7.3.1 | Constructing brick masonry manhole in cement mortar 1:4 ( 1 cement : 4 coarse sand ) with R.C.C. top slab w... | manhole | 28632.25 | 19_Drainage | 789
19.7.3.2 | Constructing brick masonry manhole in cement mortar 1:4 ( 1 cement : 4 coarse sand ) with R.C.C. top slab w... | manhole | 28657.15 | 19_Drainage | 791
19.8.1.1 | Extra for depth for manholes - Size 90x80 cm - With common burnt clay F.P.S. (non modular) bricks of class... | metre | 7503 | 19_Drainage | 793
19.8.1.2 | Extra for depth for manholes - Size 90x80 cm - With Sewer bricks conforming to IS : 4885 | metre | 7533.8 | 19_Drainage | 793
19.8.2.1 | Extra for depth for manholes - Size 120x90 cm - With common burnt clay F.P.S. (non modular) bricks of class... | metre | 8994.6 | 19_Drainage | 793
19.8.2.2 | Extra for depth for manholes - Size 120x90 cm - With Sewer bricks conforming to IS : 4885 | metre | 9031.3 | 19_Drainage | 794
19.9.1.1 | Constructing brick masonry circular type manhole 0.91 m internal dia at bottom and 0.56m dia at top in ceme... | manhole | 11038.1 | 19_Drainage | 795
19.9.1.2 | Constructing brick masonry circular type manhole 0.91 m internal dia at bottom and 0.56m dia at top in ceme... | manhole | 11033.75 | 19_Drainage | 796
19.10.1 | Extra depth for circular type manhole 0.91m internal dia (at bottom) beyond - With common burnt clay F.P.S.... | metre | 6448.4 | 19_Drainage | 798
19.10.2 | Extra depth for circular type manhole 0.91m internal dia (at bottom) beyond - With Sewer bricks conforming... | metre | 6474.15 | 19_Drainage | 798
19.11.1.1 | Constructing brick masonry circular manhole 1.22 m internal dia at bottom and 0.56 m dia at top in cement m... | manhole | 21235.65 | 19_Drainage | 799
19.11.1.2 | Constructing brick masonry circular manhole 1.22 m internal dia at bottom and 0.56 m dia at top in cement m... | manhole | 21254.9 | 19_Drainage | 801
19.12.1 | Extra depth for circular type manhole 1.22 m internal dia (at bottom) beyond - With common burnt clay F.P.S... | metre | 8368.4 | 19_Drainage | 803
19.12.2 | Extra depth for circular type manhole 1.22 m internal dia (at bottom) beyond - With Sewer bricks conforming... | metre | 8402 | 19_Drainage | 803
19.13.1.1 | Constructing brick masonry circular manhole 1.52 m internal dia at bottom and 0.56 m dia at top in cement m... | manhole | 45459.15 | 19_Drainage | 804
19.13.1.2 | Constructing brick masonry circular manhole 1.52 m internal dia at bottom and 0.56 m dia at top in cement m... | manhole | 45531.9 | 19_Drainage | 805
19.14.1 | Extra depth for circular type manhole 1.52 m internal dia (at bottom) beyond - With common burnt clay F.P.S... | metre | 19514.3 | 19_Drainage | 807
19.14.2 | Extra depth for circular type manhole 1.52 m internal dia (at bottom) beyond - With Sewer bricks conforming... | metre | 19601.35 | 19_Drainage | 807
19.15.1 | Providing M.S. foot rests including fixing in manholes with 20x20x10 cm cement concrete blocks 1:3:6 (1 cem... | no | 422.2 | 19_Drainage | 808
19.15.2 | Providing M.S. foot rests including fixing in manholes with 20x20x10 cm cement concrete blocks 1:3:6 (1 cem... | no | 383.7 | 19_Drainage | 808
19.16 | Providing orange colour safety foot rest of minimum 6 mm thick plastic encapsulated as per IS : 10910, on 1... | no | 463.05 | 19_Drainage | 809
19.17.1 | Replacement of M.S. foot rests in manholes including dismantling concrete blocks and fixing with 20x20x10 c... | no | 516.4 | 19_Drainage | 810
19.17.2 | Replacement of M.S. foot rests in manholes including dismantling concrete blocks and fixing with 20x20x10 c... | no | 477.9 | 19_Drainage | 811
19.18.1 | Supplying and fixing C.I. cover without frame for manholes - 455x610 mm rectangular C.I. cover (light duty)... | cover | 1326.25 | 19_Drainage | 811
19.18.2 | Supplying and fixing C.I. cover without frame for manholes - 500 mm diameter C.I. cover (medium duty) the w... | no | 3202.9 | 19_Drainage | 812
19.18.3 | Supplying and fixing C.I. cover without frame for manholes - 560 mm diameter C.I. cover (heavy duty) the we... | no | 6822.4 | 19_Drainage | 812
19.19.1.1 | Providing and fixing in position pre-cast R.C.C. manhole cover and frame of required shape and approved qua... | no | 1228.9 | 19_Drainage | 812
19.19.1.2 | Providing and fixing in position pre-cast R.C.C. manhole cover and frame of required shape and approved qua... | no | 1027.25 | 19_Drainage | 813
19.19.1.3 | Providing and fixing in position pre-cast R.C.C. manhole cover and frame of required shape and approved qua... | no | 1027.25 | 19_Drainage | 814
19.19.2.1 | Providing and fixing in position pre-cast R.C.C. manhole cover and frame of required shape and approved qua... | no | 1230.6 | 19_Drainage | 814
19.19.2.2 | Providing and fixing in position pre-cast R.C.C. manhole cover and frame of required shape and approved qua... | no | 1035.6 | 19_Drainage | 815
19.19.3.1 | Providing and fixing in position pre-cast R.C.C. manhole cover and frame of required shape and approved qua... | no | 1471.5 | 19_Drainage | 815
19.19.4.1 | Providing and fixing in position pre-cast R.C.C. manhole cover and frame of required shape and approved qua... | no | 1859.5 | 19_Drainage | 816
19.20 | Supplying and fixing C.I. cover 300x300 mm without frame for gully trap (standard pattern) the weight of co... | cover | 667.8 | 19_Drainage | 817
19.21.1 | Making connection of drain or sewer line with existing manhole including breaking into and making good the... | connection | 623.5 | 19_Drainage | 817
19.21.2 | Making connection of drain or sewer line with existing manhole including breaking into and making good the... | connection | 717.3 | 19_Drainage | 818
19.21.3 | Making connection of drain or sewer line with existing manhole including breaking into and making good the... | connection | 1035.45 | 19_Drainage | 819
19.22.1 | Providing sand cast iron drop connection externally for 60 cm drop from branch sewer line to main sewer man... | drop | 9334.2 | 19_Drainage | 820
19.22.2 | Providing sand cast iron drop connection externally for 60 cm drop from branch sewer line to main sewer man... | drop | 12833.35 | 19_Drainage | 821
19.23.1 | Extra for depths beyond 60 cm of sand cast iron drop connection complete - For 100 mm dia sand cast iron dr... | metre | 2632.4 | 19_Drainage | 823
19.23.2 | Extra for depths beyond 60 cm of sand cast iron drop connection complete - For 150 mm dia sand cast iron dr... | metre | 3418.9 | 19_Drainage | 823
19.24.1 | Dismantling of manhole including R.C.C. top slab, C.I. cover with frame, including stacking of useful mater... | manhole | 1815.85 | 19_Drainage | 824
19.24.2 | Dismantling of manhole including R.C.C. top slab, C.I. cover with frame, including stacking of useful mater... | manhole | 3196.3 | 19_Drainage | 825
19.24.3 | Dismantling of manhole including R.C.C. top slab, C.I. cover with frame, including stacking of useful mater... | manhole | 6046.6 | 19_Drainage | 826
19.24.4 | Dismantling of manhole including R.C.C. top slab, C.I. cover with frame, including stacking of useful mater... | manhole | 4624.55 | 19_Drainage | 827
19.25.1 | Extra for depth of manholes dismantled - Rectangular manhole 90x80 cm and beyond 45 cm depth | metre | 1460.05 | 19_Drainage | 829
19.25.2 | Extra for depth of manholes dismantled - Rectangular manhole 120x90 cm and beyond 90 cm depth | metre | 1739.35 | 19_Drainage | 829
19.25.3 | Extra for depth of manholes dismantled - Rectangular arch type manhole 140x90 cm and beyond 2.45 m depth (u... | metre | 1409.8 | 19_Drainage | 830
19.25.4 | Extra for depth of manholes dismantled - Circular manhole 122 cm diameter and beyond 1.68 m depth (up to 2.... | metre | 1590.55 | 19_Drainage | 831
19.26.1 | Raising manhole cover and frame slab to required level including dismantling existing slab and making good... | manhole | 2457.95 | 19_Drainage | 832
19.26.2 | Raising manhole cover and frame slab to required level including dismantling existing slab and making good... | manhole | 3871.15 | 19_Drainage | 833
19.26.3 | Raising manhole cover and frame slab to required level including dismantling existing slab and making good... | manhole | 3600.25 | 19_Drainage | 834
19.26.4 | Raising manhole cover and frame slab to required level including dismantling existing slab and making good... | manhole | 297.6 | 19_Drainage | 835
19.27.1 | Constructing brick masonry road gully chamber 50x45x60 cm with bricks in cement mortar 1:4 (1 cement : 4 co... | chamber | 5209.1 | 19_Drainage | 835
19.28.1 | Constructing brick masonry road gully chamber 45x45x77.5 cm with bricks in cement mortar 1:4 (1 cement : 4... | chamber | 5794.85 | 19_Drainage | 836
19.29.1 | Constructing brick masonry road gully chamber 110x50x77.5 cm with bricks in cement mortar 1:4 (1 cement : 4... | chamber | 9849.15 | 19_Drainage | 838
19.30.1.1 | Constructing brick masonry chamber for underground C.I. inspection chamber and bends with bricks in cement... | chamber | 6061.95 | 19_Drainage | 840
19.30.2.1 | Constructing brick masonry chamber for underground C.I. inspection chamber and bends with bricks in cement... | no | 6879 | 19_Drainage | 841
19.30.3.1 | Constructing brick masonry chamber for underground C.I. inspection chamber and bends with bricks in cement... | chamber | 8079.3 | 19_Drainage | 842
19.31.1.1 | Extra for depth beyond 45 cm of brick masonry chamber - For 455x610 mm size - With common burnt clay F.P.S.... | metre | 3979.1 | 19_Drainage | 844
19.31.2.1 | Extra for depth beyond 45 cm of brick masonry chamber - For 500x700 mm size - With common burnt clay F.P.S.... | metre | 5686.3 | 19_Drainage | 844
19.31.3.1 | Extra for depth beyond 45 cm of brick masonry chamber - For 600x850 mm size - With common burnt clay F.P.S.... | metre | 6626.55 | 19_Drainage | 845
19.32.1 | Making soak pit 2.5 m diameter 3.0 metre deep with 45 x 45 cm dry brick honey comb shaft with bricks and S.... | soak | 25278.75 | 19_Drainage | 845
19.33 | Constructing soak pit 1.20x1.20x1.20 m filled with brickbats including S.W. drain pipe 100 mm diameter and... | soak | 2608 | 19_Drainage | 846
19.34.1 | Providing and fixing S.W. intercepting trap in manholes with stiff mixture of cement mortar 1:1 (1 cement :... | no | 365.65 | 19_Drainage | 847
19.34.2 | Providing and fixing S.W. intercepting trap in manholes with stiff mixture of cement mortar 1:1 (1 cement :... | no | 494.75 | 19_Drainage | 848
19.35.1 | Providing and laying Non Pressure NP-3 class (Medium duty) R.C.C. pipes including collars/spigot jointed wi... | metre | 2323.9 | 19_Drainage | 848
19.35.2 | Providing and laying Non Pressure NP-3 class (Medium duty) R.C.C. pipes including collars/spigot jointed wi... | metre | 2984.55 | 19_Drainage | 849
19.35.3 | Providing and laying Non Pressure NP-3 class (Medium duty) R.C.C. pipes including collars/spigot jointed wi... | metre | 4695.35 | 19_Drainage | 849
19.35.4 | Providing and laying Non Pressure NP-3 class (Medium duty) R.C.C. pipes including collars/spigot jointed wi... | metre | 5816.3 | 19_Drainage | 850
19.35.5 | Providing and laying Non Pressure NP-3 class (Medium duty) R.C.C. pipes including collars/spigot jointed wi... | metre | 7726.75 | 19_Drainage | 851
19.35.6 | Providing and laying Non Pressure NP-3 class (Medium duty) R.C.C. pipes including collars/spigot jointed wi... | metre | 14056.15 | 19_Drainage | 851
19.36.1 | Providing and laying Non Pressure NP-4 class (Heavy duty) R.C.C. pipes including collars/spigot jointed wit... | metre | 2641 | 19_Drainage | 852
19.36.2 | Providing and laying Non Pressure NP-4 class (Heavy duty) R.C.C. pipes including collars/spigot jointed wit... | metre | 3406 | 19_Drainage | 852
19.36.3 | Providing and laying Non Pressure NP-4 class (Heavy duty) R.C.C. pipes including collars/spigot jointed wit... | metre | 6493.55 | 19_Drainage | 853
19.36.4 | Providing and laying Non Pressure NP-4 class (Heavy duty) R.C.C. pipes including collars/spigot jointed wit... | metre | 8064.05 | 19_Drainage | 853
19.36.5 | Providing and laying Non Pressure NP-4 class (Heavy duty) R.C.C. pipes including collars/spigot jointed wit... | metre | 9693.5 | 19_Drainage | 854
19.36.6 | Providing and laying Non Pressure NP-4 class (Heavy duty) R.C.C. pipes including collars/spigot jointed wit... | metre | 19571 | 19_Drainage | 855
20.1.1 | Providing, driving with hydraulic piling rigs with power units and installing driven cast-in-situ reinforce... | metre | 2244.1 | 20_Pile_Work | 858
20.1.2 | Providing, driving with hydraulic piling rigs with power units and installing driven cast-in-situ reinforce... | metre | 2735.65 | 20_Pile_Work | 858
20.1.3 | Providing, driving with hydraulic piling rigs with power units and installing driven cast-in-situ reinforce... | metre | 3292.75 | 20_Pile_Work | 859
20.1.4 | Providing, driving with hydraulic piling rigs with power units and installing driven cast-in-situ reinforce... | metre | 3601.45 | 20_Pile_Work | 860
20.1.5 | Providing, driving with hydraulic piling rigs with power units and installing driven cast-in-situ reinforce... | metre | 6181.15 | 20_Pile_Work | 861
20.1.6 | Providing, driving with hydraulic piling rigs with power units and installing driven cast-in-situ reinforce... | metre | 10301.15 | 20_Pile_Work | 861
20.1.7 | Providing, driving with hydraulic piling rigs with power units and installing driven cast-in-situ reinforce... | metre | 13457.45 | 20_Pile_Work | 862
20.1.8 | Providing, driving with hydraulic piling rigs with power units and installing driven cast-in-situ reinforce... | metre | 19169.55 | 20_Pile_Work | 863
20.2.1 | Boring, providing and installation bored cast-in-situ reinforced cement concrete piles of grade M-25 of spe... | metre | 1806.15 | 20_Pile_Work | 863
20.2.2 | Boring, providing and installation bored cast-in-situ reinforced cement concrete piles of grade M-25 of spe... | metre | 2123.95 | 20_Pile_Work | 864
20.2.3 | Boring, providing and installation bored cast-in-situ reinforced cement concrete piles of grade M-25 of spe... | metre | 2911.1 | 20_Pile_Work | 865
20.2.4 | Boring, providing and installation bored cast-in-situ reinforced cement concrete piles of grade M-25 of spe... | metre | 4482.3 | 20_Pile_Work | 866
20.2A.1 | Boring, providing and installation bored cast-in-situ reinforced cement concrete piles of garde M-25 of spe... | metre | 4225.6 | 20_Pile_Work | 866
20.2A.2 | Boring, providing and installation bored cast-in-situ reinforced cement concrete piles of garde M-25 of spe... | metre | 6118.15 | 20_Pile_Work | 867
20.2A.3 | Boring, providing and installation bored cast-in-situ reinforced cement concrete piles of garde M-25 of spe... | metre | 10281.35 | 20_Pile_Work | 868
20.2A.4 | Boring, providing and installation bored cast-in-situ reinforced cement concrete piles of garde M-25 of spe... | metre | 13588.9 | 20_Pile_Work | 869
20.2A.5 | Boring, providing and installation bored cast-in-situ reinforced cement concrete piles of garde M-25 of spe... | metre | 19670.35 | 20_Pile_Work | 869
20.3.1 | Boring with hydraulic piling rigs with power units, providing and installing cast in situ single under ream... | metre | 2387.4 | 20_Pile_Work | 870
20.3.2 | Boring with hydraulic piling rigs with power units, providing and installing cast in situ single under ream... | metre | 2951.1 | 20_Pile_Work | 871
20.3.3 | Boring with hydraulic piling rigs with power units, providing and installing cast in situ single under ream... | metre | 3287.3 | 20_Pile_Work | 872
20.3.4 | Boring with hydraulic piling rigs with power units, providing and installing cast in situ single under ream... | metre | 3689.9 | 20_Pile_Work | 872
20.4.1 | Extra over single under ream for providing additional bulbs in under reamed piles, under specified diameter... | bulb | 1931.85 | 20_Pile_Work | 873
20.4.2 | Extra over single under ream for providing additional bulbs in under reamed piles, under specified diameter... | bulb | 2183.65 | 20_Pile_Work | 874
20.4.3 | Extra over single under ream for providing additional bulbs in under reamed piles, under specified diameter... | bulb | 2335.5 | 20_Pile_Work | 874
20.4.4 | Extra over single under ream for providing additional bulbs in under reamed piles, under specified diameter... | bulb | 2558.2 | 20_Pile_Work | 875
20.5.1 | Providing, driving (with vibrating pile driving hammer complete with power units & accessories) and install... | metre | 3056.3 | 20_Pile_Work | 876
20.5.2 | Providing, driving (with vibrating pile driving hammer complete with power units & accessories) and install... | metre | 3853.8 | 20_Pile_Work | 876
20.5.3 | Providing, driving (with vibrating pile driving hammer complete with power units & accessories) and install... | metre | 4027.1 | 20_Pile_Work | 877
20.5.4 | Providing, driving (with vibrating pile driving hammer complete with power units & accessories) and install... | metre | 4593.1 | 20_Pile_Work | 878
20.5.5 | Providing, driving (with vibrating pile driving hammer complete with power units & accessories) and install... | metre | 8798.75 | 20_Pile_Work | 879
20.5.6 | Providing, driving (with vibrating pile driving hammer complete with power units & accessories) and install... | metre | 12105.6 | 20_Pile_Work | 880
20.6.1.1 | Vertical load testing of piles in accordance with IS 2911 (Part IV) including installation of loading platf... | test | 53517.5 | 20_Pile_Work | 880
20.6.1.2 | Vertical load testing of piles in accordance with IS 2911 (Part IV) including installation of loading platf... | test | 20069.05 | 20_Pile_Work | 881
20.6.2.1 | Vertical load testing of piles in accordance with IS 2911 (Part IV) including installation of loading platf... | test | 60207.2 | 20_Pile_Work | 881
20.6.2.2 | Vertical load testing of piles in accordance with IS 2911 (Part IV) including installation of loading platf... | test | 30772.55 | 20_Pile_Work | 882
20.6.3.1 | Vertical load testing of piles in accordance with IS 2911 (Part IV) including installation of loading platf... | test | 66896.9 | 20_Pile_Work | 882
20.6.3.2 | Vertical load testing of piles in accordance with IS 2911 (Part IV) including installation of loading platf... | test | 39469.15 | 20_Pile_Work | 883
20.7.1.1 | Cyclic vertical load testing of pile in accordance with IS Code of practice IS:2911 (part IV) by Kentledge... | test | 20069.05 | 20_Pile_Work | 883
20.7.1.2 | Cyclic vertical load testing of pile in accordance with IS Code of practice IS:2911 (part IV) by Kentledge... | test | 30772.55 | 20_Pile_Work | 884
20.7.2.1 | Cyclic vertical load testing of pile in accordance with IS Code of practice IS:2911 (part IV) by Kentledge... | test | 39469.15 | 20_Pile_Work | 884
20.8.1 | Lateral load testing of single pile in accordance with IS Code of practice IS - Upto 50 tonne capacity pile | test | 20069.05 | 20_Pile_Work | 885
20.8.2 | Lateral load testing of single pile in accordance with IS Code of practice IS - Above 50 tonne and upto 100... | test | 31575.35 | 20_Pile_Work | 885
20.9 | Integrity testing of Pile using Low Strain/ Sonic Integrity Test/ Sonic Echo Test method in accordance with... | pit | 938.9 | 20_Pile_Work | 885
21.1.1.1 | Providing and fixing aluminium work for doors, windows, ventilators and partitions with extruded built up s... | kg | 423.95 | 21_Aluminium_Work | 890
21.1.1.2 | Providing and fixing aluminium work for doors, windows, ventilators and partitions with extruded built up s... | kg | 456.3 | 21_Aluminium_Work | 891
21.1.1.3 | Providing and fixing aluminium work for doors, windows, ventilators and partitions with extruded built up s... | kg | 464.7 | 21_Aluminium_Work | 892
21.1.2.1 | Providing and fixing aluminium work for doors, windows, ventilators and partitions with extruded built up s... | kg | 513.4 | 21_Aluminium_Work | 893
21.1.2.2 | Providing and fixing aluminium work for doors, windows, ventilators and partitions with extruded built up s... | kg | 546.35 | 21_Aluminium_Work | 895
21.1.2.3 | Providing and fixing aluminium work for doors, windows, ventilators and partitions with extruded built up s... | kg | 554.95 | 21_Aluminium_Work | 896
21.2.1 | Providing and fixing 12 mm thick prelaminated particle board flat pressed three layer or graded wood partic... | sqm | 997.7 | 21_Aluminium_Work | 897
21.2.2 | Providing and fixing 12 mm thick prelaminated particle board flat pressed three layer or graded wood partic... | sqm | 1046.9 | 21_Aluminium_Work | 898
21.3.1 | Providing and fixing glazing in aluminium door, window, ventilator shutters and partitions etc. with EPDM r... | sqm | 999.6 | 21_Aluminium_Work | 899
21.3.2 | Providing and fixing glazing in aluminium door, window, ventilator shutters and partitions etc. with EPDM r... | sqm | 1296.4 | 21_Aluminium_Work | 899
21.3.3 | Providing and fixing glazing in aluminium door, window, ventilator shutters and partitions etc. with EPDM r... | sqm | 1462.35 | 21_Aluminium_Work | 900
21.4.1 | Providing and fixing double action hydraulic floor spring of approved brand and manufacture conforming to I... | number | 2412.5 | 21_Aluminium_Work | 901
21.4.2 | Providing and fixing double action hydraulic floor spring of approved brand and manufacture conforming to I... | number | 2573.05 | 21_Aluminium_Work | 901
21.5 | Providing and fixing powder coated aluminium work (minimum thickness of powder coating 50 micron) consistin... | kg | 670.85 | 21_Aluminium_Work | 902
21.6 | Providing and fixing 6 mm dia. G.I. level adjusting hangers (upto 1200mm length), fixed to roof slabs by me... | hangers | 69.95 | 21_Aluminium_Work | 903
21.7.1 | Providing and fixing machine moulded aluminium covering of approved pattern & design, made out of machine c... | kg | 582.05 | 21_Aluminium_Work | 904
21.7.2 | Providing and fixing machine moulded aluminium covering of approved pattern & design, made out of machine c... | kg | 614.35 | 21_Aluminium_Work | 905
21.8.1 | Filling the gap in between aluminium frame & adjacent RCC/ Brick/ Stone work by providing weather silicon s... | metre | 79.45 | 21_Aluminium_Work | 906
21.9.1 | Extra for applying additional anodic coating AC 25 instead of AC 15 to aluminium extruded sections - For fi... | kg | 13.4 | 21_Aluminium_Work | 906
21.9.2 | Extra for applying additional anodic coating AC 25 instead of AC 15 to aluminium extruded sections - For sh... | kg | 13.4 | 21_Aluminium_Work | 907
21.10 | Providing and fixing double glazed hermetically sealed glazing in aluminium windows, ventilators and partit... | sqm | 3905.35 | 21_Aluminium_Work | 907
21.11.1 | Providing and fixing stainless steel (SS 304 grade) adjustable friction windows stays of approved quality w... | nos | 255.75 | 21_Aluminium_Work | 908
21.11.2 | Providing and fixing stainless steel (SS 304 grade) adjustable friction windows stays of approved quality w... | nos | 322.65 | 21_Aluminium_Work | 908
21.11.3 | Providing and fixing stainless steel (SS 304 grade) adjustable friction windows stays of approved quality w... | nos | 286.5 | 21_Aluminium_Work | 909
21.11.4 | Providing and fixing stainless steel (SS 304 grade) adjustable friction windows stays of approved quality w... | nos | 728.05 | 21_Aluminium_Work | 909
21.11.5 | Providing and fixing stainless steel (SS 304 grade) adjustable friction windows stays of approved quality w... | nos | 1229.75 | 21_Aluminium_Work | 910
21.12.1 | Providing and fixing aluminium tubular handle bar 32 mm outer dia, 3.0 mm thick & - Anodized (AC 15 ) alumi... | nos | 512.3 | 21_Aluminium_Work | 910
21.12.2 | Providing and fixing aluminium tubular handle bar 32 mm outer dia, 3.0 mm thick & - Powder coated minimum t... | nos | 562.6 | 21_Aluminium_Work | 911
21.12.3 | Providing and fixing aluminium tubular handle bar 32 mm outer dia, 3.0 mm thick & - Polyester powder coated... | nos | 575.7 | 21_Aluminium_Work | 911
21.13 | Providing and fixing Brass 100mm mortice latch and lock with 6 levers without pair of handles (best make of... | no | 458.55 | 21_Aluminium_Work | 912
21.14 | Providing and fixing anodised aluminium (anodised transparent or dyed to required shade according to IS: 18... | kg | 354.75 | 21_Aluminium_Work | 912
21.15.1 | Providing and fixing aluminium casement windows fastener of required length for aluminium windows with nece... | nos | 67.55 | 21_Aluminium_Work | 913
21.15.2 | Providing and fixing aluminium casement windows fastener of required length for aluminium windows with nece... | nos | 71.55 | 21_Aluminium_Work | 914
21.15.3 | Providing and fixing aluminium casement windows fastener of required length for aluminium windows with nece... | nos | 70.25 | 21_Aluminium_Work | 914
21.16.1 | Providing and fixing aluminium round shape handle of outer dia 100 mm with SS screws etc. complete as per d... | nos | 79.6 | 21_Aluminium_Work | 915
21.16.2 | Providing and fixing aluminium round shape handle of outer dia 100 mm with SS screws etc. complete as per d... | nos | 83.6 | 21_Aluminium_Work | 915
21.16.3 | Providing and fixing aluminium round shape handle of outer dia 100 mm with SS screws etc. complete as per d... | nos | 88.95 | 21_Aluminium_Work | 916
21.17 | Providing and fixing anodised aluminium grill (anodised transparent or dyed to required shade according to... | kg | 519.85 | 21_Aluminium_Work | 916
21.18 | Providing and fixing 12 mm thick frameless toughened glass door shutter of approved brand and manufacture,... | sqm | 4447.9 | 21_Aluminium_Work | 917
21.19.1 | Filling the gap in between aluminium/ stone/ wood frame and adjacent RCC/Brick/ Stone/ wood/ Ceramic/ Gypsu... | metre | 125.1 | 21_Aluminium_Work | 918
21.19.2 | Filling the gap in between aluminium/ stone/ wood frame and adjacent RCC/Brick/ Stone/ wood/ Ceramic/ Gypsu... | metre | 170.55 | 21_Aluminium_Work | 918
21.19.3 | Filling the gap in between aluminium/ stone/ wood frame and adjacent RCC/Brick/ Stone/ wood/ Ceramic/ Gypsu... | metre | 308.7 | 21_Aluminium_Work | 919
22.1.1 | Providing and laying integral cement based treatment for water proofing on horizontal surface at all depth... | sqm | 1353.7 | 22_Water_Proofing | 922
22.2.1 | Providing and laying integral cement based treatment for water proofing on the vertical surface by fixing s... | sqm | 1738 | 22_Water_Proofing | 923
22.3 | Providing and laying water proofing treatment to vertical and horizontal surfaces of depressed portions of... | sqm | 705.7 | 22_Water_Proofing | 924
22.4.1 | Providing and Placing in position suitable PVC water stops conforming to IS:12200 for construction/ expansi... | metres | 283.2 | 22_Water_Proofing | 926
22.4.2 | Providing and Placing in position suitable PVC water stops conforming to IS:12200 for construction/ expansi... | metres | 229.7 | 22_Water_Proofing | 926
22.4.3 | Providing and Placing in position suitable PVC water stops conforming to IS:12200 for construction/ expansi... | metres | 263.15 | 22_Water_Proofing | 927
22.5 | Providing and laying water proofing treatment in sunken portion of WCs, bathroom etc., by applying cement s... | sqm | 465.6 | 22_Water_Proofing | 927
22.6 | Providing and laying water proofing treatment on roofs of slabs by applying cement slurry mixed with water... | sqm | 523.05 | 22_Water_Proofing | 928
22.7.1 | Providing and laying integral cement based water proofing treatment including preparation of surface as req... | sqm | 1398.5 | 22_Water_Proofing | 929
22.8.1 | Providing and laying four courses water proofing treatment with bitumen felt over roofs consisting of first... | sqm | 411 | 22_Water_Proofing | 931
22.9 | Providing and laying six courses water proofing treatment with bitumen felt over roofs consisting of first,... | sqm | 644.25 | 22_Water_Proofing | 932
22.10 | Providing and laying six courses water proofing treatment with bitumen felt over roofs consisting of first,... | sqm | 734.25 | 22_Water_Proofing | 933
22.11 | Providing and laying six courses water proofing treatment with bitumen felt over roofs consisting of first,... | sqm | 734.5 | 22_Water_Proofing | 934
22.12 | Supplying and applying bituminous solution primer on roof and / or wall surface at 0.24 litre per sqm | sqm | 46.6 | 22_Water_Proofing | 935
22.13.1 | Deduct for omitting in water proofing treatment final course of spreading stone grit 6 mm down size or pea... | sqm | 14.85 | 22_Water_Proofing | 935
22.13.2 | Deduct for omitting in water proofing treatment final course of spreading stone grit 6 mm down size or pea... | sqm | 18.7 | 22_Water_Proofing | 936
22.14.1 | Grading roof for water proofing treatment with - Cement concrete 1:2:4 (1 cement : 2 coarse sand : 4 graded... | cum | 6924.65 | 22_Water_Proofing | 936
22.14.2 | Grading roof for water proofing treatment with - Cement mortar 1:3 (1 cement : 3 coarse sand) | cum | 12859.5 | 22_Water_Proofing | 937
22.14.3 | Grading roof for water proofing treatment with - Cement mortar 1:4 (1cement : 4 coarse sand) | cum | 11981.8 | 22_Water_Proofing | 937
22.22 | Providing and mixing integral crystalline admixture for water proofing treatment to RCC structures like bas... | kg | 387.2 | 22_Water_Proofing | 938
22.22A | Providing and applying fibre reinforced elastomeric liquid water proofing membrane with resilient acrylic p... | sqm | 415.65 | 22_Water_Proofing | 939
22.23.1 | Providing and applying integral crystalline slurry of hydrophilic in nature for waterproofing treatment to... | sqm | 484.45 | 22_Water_Proofing | 940
22.23.2 | Providing and applying integral crystalline slurry of hydrophilic in nature for waterproofing treatment to... | sqm | 373.4 | 22_Water_Proofing | 940
22.23A | Providing & Applying polymer modified, flexible cementatious negative side waterproofing coating with elast... | sqm | 444.8 | 22_Water_Proofing | 941
22.24 | Providing and applying integral crystalline (dry shake) of hydrophilic in nature for waterproofing treatmen... | sqm | 327.65 | 22_Water_Proofing | 941
22.24A | Providing & Applying high quality acrylic modified resin based texture of Dholpur/Red sand stone Pattern wi... | sqm | 424.25 | 22_Water_Proofing | 942
22.25.1 | Providing and applying crystalline mortar by mixing in the ratio of 4.5 : 1 (4.5 parts crystalline mortar :... | meter | 525.7 | 22_Water_Proofing | 943
22.25.2 | Providing and applying crystalline mortar by mixing in the ratio of 4.5 : 1 (4.5 parts crystalline mortar :... | no | 20.75 | 22_Water_Proofing | 943
22.26 | Providing and applying of swellable type water stop tape, 19mm x 25mm thick in linear meter (expansive natu... | metre | 552.2 | 22_Water_Proofing | 944
23.1.1.1 | Boring/drilling bore well of required dia for casing/ strainer pipe, by suitable method prescribed in IS: 2... | metre | 512.3 | 23_Rain_Water_Harvesting | 948
23.1.1.2 | Boring/drilling bore well of required dia for casing/ strainer pipe, by suitable method prescribed in IS: 2... | metre | 560.3 | 23_Rain_Water_Harvesting | 948
23.1.1.3 | Boring/drilling bore well of required dia for casing/ strainer pipe, by suitable method prescribed in IS: 2... | metre | 717.2 | 23_Rain_Water_Harvesting | 949
23.1.2.1 | Boring/drilling bore well of required dia for casing/ strainer pipe, by suitable method prescribed in IS: 2... | metre | 1223.2 | 23_Rain_Water_Harvesting | 950
23.1.2.2 | Boring/drilling bore well of required dia for casing/ strainer pipe, by suitable method prescribed in IS: 2... | metre | 1293.8 | 23_Rain_Water_Harvesting | 950
23.1.2.3 | Boring/drilling bore well of required dia for casing/ strainer pipe, by suitable method prescribed in IS: 2... | metre | 1538.95 | 23_Rain_Water_Harvesting | 951
23.2.1.1 | Boring/drilling bore well of required dia for casing/ strainer pipe, by suitable method prescribed in IS: 2... | metre | 597.65 | 23_Rain_Water_Harvesting | 952
23.2.1.2 | Boring/drilling bore well of required dia for casing/ strainer pipe, by suitable method prescribed in IS: 2... | metre | 664.05 | 23_Rain_Water_Harvesting | 953
23.2.1.3 | Boring/drilling bore well of required dia for casing/ strainer pipe, by suitable method prescribed in IS: 2... | metre | 896.5 | 23_Rain_Water_Harvesting | 954
23.2.2.1 | Boring/drilling bore well of required dia for casing/ strainer pipe, by suitable method prescribed in IS: 2... | metre | 1349.95 | 23_Rain_Water_Harvesting | 954
23.2.2.2 | Boring/drilling bore well of required dia for casing/ strainer pipe, by suitable method prescribed in IS: 2... | metre | 1411.75 | 23_Rain_Water_Harvesting | 955
23.2.2.3 | Boring/drilling bore well of required dia for casing/ strainer pipe, by suitable method prescribed in IS: 2... | metre | 1808.5 | 23_Rain_Water_Harvesting | 956
23.3.1 | Supplying, assembling, lowering and fixing in vertical position in bore well, unplasticized PVC medium well... | metres | 600.35 | 23_Rain_Water_Harvesting | 957
23.3.2 | Supplying, assembling, lowering and fixing in vertical position in bore well, unplasticized PVC medium well... | metres | 690.75 | 23_Rain_Water_Harvesting | 957
23.3.3 | Supplying, assembling, lowering and fixing in vertical position in bore well, unplasticized PVC medium well... | metres | 1066.05 | 23_Rain_Water_Harvesting | 958
23.4.1 | Supplying, assembling, lowering and fixing in vertical position in bore well unplasticized PVC medium well... | metres | 651.45 | 23_Rain_Water_Harvesting | 958
23.4.2 | Supplying, assembling, lowering and fixing in vertical position in bore well unplasticized PVC medium well... | metres | 746.15 | 23_Rain_Water_Harvesting | 959
23.4.3 | Supplying, assembling, lowering and fixing in vertical position in bore well unplasticized PVC medium well... | metres | 1135.8 | 23_Rain_Water_Harvesting | 960
23.5 | Supplying, filling, spreading & leveling stone boulders of size range 5 cm to 20 cm, in recharge pit, in th... | cum | 1326.55 | 23_Rain_Water_Harvesting | 960
23.6 | Supplying, filling, spreading & leveling gravels of size range 5 mm to 10 mm, in the recharge pit, over the... | cum | 1326.55 | 23_Rain_Water_Harvesting | 961
23.7 | Supplying, filling, spreading & leveling coarse sand of size range 1.5 mm to 2 mm in recharge pit, in requi... | cum | 1326.55 | 23_Rain_Water_Harvesting | 961
23.8 | Gravel packing in tubewell construction in accordance with IS: 4097, including providing gravel fine/ mediu... | cum | 1497.7 | 23_Rain_Water_Harvesting | 962
23.9 | Providing and fixing factory made precast RCC perforated drain covers, having concrete of strength not less... | no | 1210.85 | 23_Rain_Water_Harvesting | 962
23.10.1 | Supplying, assembling, lowering and fixing in vertical position in bore well, ERW (Electric Resistance Weld... | metre | 1187.95 | 23_Rain_Water_Harvesting | 963
23.10.2 | Supplying, assembling, lowering and fixing in vertical position in bore well, ERW (Electric Resistance Weld... | metre | 1661.85 | 23_Rain_Water_Harvesting | 963
23.10.3 | Supplying, assembling, lowering and fixing in vertical position in bore well, ERW (Electric Resistance Weld... | metre | 2062.05 | 23_Rain_Water_Harvesting | 964
23.11.1 | Supplying, assembling, lowering and fixing in vertical position in bore well, ERW (Electric Resistance Weld... | metre | 1268.75 | 23_Rain_Water_Harvesting | 965
23.11.2 | Supplying, assembling, lowering and fixing in vertical position in bore well, ERW (Electric Resistance Weld... | metre | 1769.6 | 23_Rain_Water_Harvesting | 965
23.11.3 | Supplying, assembling, lowering and fixing in vertical position in bore well, ERW (Electric Resistance Weld... | metre | 2171.05 | 23_Rain_Water_Harvesting | 966
23.12 | Development of tube well in accordance with IS : 2800 (part I) and IS: 11189, to establish maximum rate of... | hours | 857.6 | 23_Rain_Water_Harvesting | 966
23.13.1 | Providing and fixing suitable size threaded mild steel cap or spot welded plate to the top of bore well hou... | no | 189.65 | 23_Rain_Water_Harvesting | 967
23.13.2 | Providing and fixing suitable size threaded mild steel cap or spot welded plate to the top of bore well hou... | no | 210.75 | 23_Rain_Water_Harvesting | 967
23.13.3 | Providing and fixing suitable size threaded mild steel cap or spot welded plate to the top of bore well hou... | no | 280.95 | 23_Rain_Water_Harvesting | 967
23.14.1 | Providing and fixing M.S. clamp of required dia to the top of casing/ housing pipe of tubewell as per IS: 2... | no | 1409.3 | 23_Rain_Water_Harvesting | 968
23.14.2 | Providing and fixing M.S. clamp of required dia to the top of casing/ housing pipe of tubewell as per IS: 2... | no | 1489.8 | 23_Rain_Water_Harvesting | 968
23.14.3 | Providing and fixing M.S. clamp of required dia to the top of casing/ housing pipe of tubewell as per IS: 2... | no | 1691.15 | 23_Rain_Water_Harvesting | 969
23.15.1 | Providing and fixing Bail plug/ Bottom plug of required dia to the bottom of pipe assembly of tubewell as p... | no | 227.45 | 23_Rain_Water_Harvesting | 969
23.15.2 | Providing and fixing Bail plug/ Bottom plug of required dia to the bottom of pipe assembly of tubewell as p... | no | 280.95 | 23_Rain_Water_Harvesting | 970
23.15.3 | Providing and fixing Bail plug/ Bottom plug of required dia to the bottom of pipe assembly of tubewell as p... | no | 307.75 | 23_Rain_Water_Harvesting | 970
24.1 | Raking out joints of stone masonry surface to the required width and depth, with due care and precaution, b... | sqm | 51.7 | 24_Heritage_Buildings | 974
24.2 | Providing and fixing double scaffolding system (cup lock type) on the exterior side of building/structure,... | sqm | 257.95 | 24_Heritage_Buildings | 974
24.3 | Cleaning the sand stone surface and removing dirt, dust, bird dropping, grease, oil, algae, fungus, monkey... | sqm | 158.15 | 24_Heritage_Buildings | 976
24.4 | Providing and applying antifungal wash treatment using 3% solution of sodium pentachlorophenate, of reputed... | sqm | 59.05 | 24_Heritage_Buildings | 977
24.5 | Ruled / Flush pointing on Red sand stone masonry surface with lime, surkhi and marble dust mortar in the ra... | sqm | 276.1 | 24_Heritage_Buildings | 977
24.6 | Ruled/ Flush pointing on White sand stone masonry surface with lime, surkhi and marble dust mortar in the r... | sqm | 276.1 | 24_Heritage_Buildings | 978
24.7 | Applying two or more coat of Ethyl Silicate chemical as approved by Archaeological Survey of India/ Enginee... | sqm | 293.7 | 24_Heritage_Buildings | 978
24.8 | Applying breathable, non-reactive, antifungal, and water repellant Silane/ Siloxane chemical as approved by... | sqm | 92.45 | 24_Heritage_Buildings | 979
25.1 | Providing and supplying aluminium extruded tubular and other aluminium sections as per the architectural dr... | kg | 370.45 | 25_Structural_Glazing | 982
25.2 | Designing, fabricating, testing, protection, installing and fixing in position semi (grid) unitized system... | sqm | 2949.3 | 25_Structural_Glazing | 982
25.3 | Providing, assembling and supplying vision glass panels (IGUs) comprising of hermetically-sealed 6-12- 6 mm... | sqm | 3250.95 | 25_Structural_Glazing | 985
25.4 | Extra for openable side / top hung vision glass panels (IGUs) including providing and supplying at site all... | sqm | 3163.1 | 25_Structural_Glazing | 986
25.5 | Providing, fabricating and supplying shadow box of required size and shape, for fixing in the spandrel port... | sqm | 1883.55 | 25_Structural_Glazing | 987
25.6 | Providing and supplying Spandrel Glass Panels comprising of 6 mm thick heat strengthened monolithic float g... | sqm | 2127.95 | 25_Structural_Glazing | 988
25.8 | Design supply & installation of suspended Spider Glazing system designed to withstand the wind pressure as... | sqm | 8130.45 | 25_Structural_Glazing | 989
26.1 | Providing & fixing in position Phenol bonded Bamboowood flooring with planks of sizes 14mm thick, 1800mm le... | sqm | 5279.1 | 26_New_Technologies | 994
26.2 | Providing & fixing in position Phenol bonded Bamboo wood in wall skirting with planks of sizes 14mm thick,... | sqm | 5162.75 | 26_New_Technologies | 994
26.3 | Providing & fixing in position Phenol bonded Bamboowood wall cladding at all height with planks of sizes 10... | sqm | 5559.4 | 26_New_Technologies | 995
26.4 | Providing & fixing in position Phenol bonded Bamboowood panelled or panelled and glazed shutters for doors... | sqm | 5460.25 | 26_New_Technologies | 997
26.5 | Providing & fixing in position Phenol bonded Bamboo wood panelling of 10mm thick, in 25 to 40 mm thick pane... | sqm | 3561.7 | 26_New_Technologies | 998
26.6 | Providing & fixing in position 65 mm thick factory made door frame of Phenol bonded Bamboo wood (superior c... | cudm | 254 | 26_New_Technologies | 998
26.6A | Providing, erecting, laying and fixing in position in 3.5 to 4 mm thick bamboo mat corrugated sheet (BMCS)... | sqm | 5128.9 | 26_New_Technologies | 999
26.6B | Providing and fixing in position ridges of 3.5 to 4 mm thick bamboo mat ridge cap (BMRC) as per IS: 15476-2... | metre | 4147.25 | 26_New_Technologies | 1000
26.6C | Providing and fixing at all height false ceiling of 4mm thick phenol bonded Bamboo Mat board (595x595mm) co... | sqm | 3271.75 | 26_New_Technologies | 1001
26.6D.1 | Providing and fixing at Bamboo Mat board conforming to IS:13958-1994 for partition to frame by bucking or s... | sqm | 2396.2 | 26_New_Technologies | 1002
26.6D.2 | Providing and fixing at Bamboo Mat board conforming to IS:13958-1994 for partition to frame by bucking or s... | sqm | 2741.3 | 26_New_Technologies | 1002
26.6D.3 | Providing and fixing at Bamboo Mat board conforming to IS:13958-1994 for partition to frame by bucking or s... | sqm | 3269 | 26_New_Technologies | 1003
26.6D.4 | Providing and fixing at Bamboo Mat board conforming to IS:13958-1994 for partition to frame by bucking or s... | sqm | 4141.8 | 26_New_Technologies | 1004
26.6D.5 | Providing and fixing at Bamboo Mat board conforming to IS:13958-1994 for partition to frame by bucking or s... | sqm | 4763.65 | 26_New_Technologies | 1004
26.6E.1 | Providing and fixing at all height wall panelling with phenol bonded Bamboo Mat board conforming to IS:1395... | sqm | 4443.65 | 26_New_Technologies | 1005
26.6E.2 | Providing and fixing at all height wall panelling with phenol bonded Bamboo Mat board conforming to IS:1395... | sqm | 5066.55 | 26_New_Technologies | 1005
26.7 | Providing and fixing 50 mm thick extruded polystyrene rigid insulation board of required size between cavit... | sqm | 807.2 | 26_New_Technologies | 1006
26.8 | Providing and fixing 50 mm thick extruded polystyrene rigid insulation board of required size underdeck on... | sqm | 871.2 | 26_New_Technologies | 1007
26.9 | Providing and fixing factory made solid Foam uPVC profile for kitchen cabinet frame (45 x 20 mm) of approve... | metre | 377 | 26_New_Technologies | 1008
26.10 | Providing and fixing factory made Kitchen Cabinet Shutter/Partition 20 mm nominal thickness of approved sha... | sqm | 4535.3 | 26_New_Technologies | 1008
26.11 | Providing and fixing concealed hinge of approved quality for 19-20mm thick door with stainless steel screws... | nos | 105.25 | 26_New_Technologies | 1009
26.12 | Supplying & laying of bi-axial extruded high modulus polypropylene geogrid coforming to MORTH SPECIFICATION... | sqm | 171.35 | 26_New_Technologies | 1009
26.13 | Supplying & laying of bi-axial extruded high modulus polypropylene geogrid coforming to MORTH SPECIFICATION... | sqm | 193.45 | 26_New_Technologies | 1010
26.14 | Supplying & laying of bi-axial extruded high modulus polypropylene geogrid coforming to MORTH SPECIFICATION... | sqm | 296.45 | 26_New_Technologies | 1011
26.15 | Supplying & laying of bi-axial extruded high modulus polypropylene geogrid coforming to MORTH SPECIFICATION... | sqm | 428.9 | 26_New_Technologies | 1012
26.16 | Supplying & laying of drainage composite for use behind walls, between two different fills, alongside drain... | sqm | 804.2 | 26_New_Technologies | 1012
26.17 | Supplying & laying of drainage composite for use behind walls, between two different fills, alongside drain... | sqm | 951.35 | 26_New_Technologies | 1013
26.18.1 | Supplying and laying high strength flexible geogrids (HSFG) as soil reinforcement / basal reinforcement as... | sqm | 347.95 | 26_New_Technologies | 1014
26.18.2 | Supplying and laying high strength flexible geogrids (HSFG) as soil reinforcement / basal reinforcement as... | sqm | 362.7 | 26_New_Technologies | 1015
26.18.3 | Supplying and laying high strength flexible geogrids (HSFG) as soil reinforcement / basal reinforcement as... | sqm | 495.15 | 26_New_Technologies | 1015
26.18.4 | Supplying and laying high strength flexible geogrids (HSFG) as soil reinforcement / basal reinforcement as... | sqm | 546.65 | 26_New_Technologies | 1016
26.18.5 | Supplying and laying high strength flexible geogrids (HSFG) as soil reinforcement / basal reinforcement as... | sqm | 561.35 | 26_New_Technologies | 1016
26.18.6 | Supplying and laying high strength flexible geogrids (HSFG) as soil reinforcement / basal reinforcement as... | sqm | 568.7 | 26_New_Technologies | 1017
26.18.7 | Supplying and laying high strength flexible geogrids (HSFG) as soil reinforcement / basal reinforcement as... | sqm | 723.25 | 26_New_Technologies | 1018
26.18.8 | Supplying and laying high strength flexible geogrids (HSFG) as soil reinforcement / basal reinforcement as... | sqm | 811.55 | 26_New_Technologies | 1018
26.18.9 | Supplying and laying high strength flexible geogrids (HSFG) as soil reinforcement / basal reinforcement as... | sqm | 833.65 | 26_New_Technologies | 1019
26.18.10 | Supplying and laying high strength flexible geogrids (HSFG) as soil reinforcement / basal reinforcement as... | sqm | 1032.3 | 26_New_Technologies | 1019
26.18.11 | Supplying and laying high strength flexible geogrids (HSFG) as soil reinforcement / basal reinforcement as... | sqm | 1128 | 26_New_Technologies | 1020
26.18.12 | Supplying and laying high strength flexible geogrids (HSFG) as soil reinforcement / basal reinforcement as... | sqm | 1348.75 | 26_New_Technologies | 1021
26.18.13 | Supplying and laying high strength flexible geogrids (HSFG) as soil reinforcement / basal reinforcement as... | sqm | 1532.7 | 26_New_Technologies | 1022
26.18.14 | Supplying and laying high strength flexible geogrids (HSFG) as soil reinforcement / basal reinforcement as... | sqm | 1495.9 | 26_New_Technologies | 1022
26.18.15 | Supplying and laying high strength flexible geogrids (HSFG) as soil reinforcement / basal reinforcement as... | sqm | 1625.4 | 26_New_Technologies | 1023
26.19.1 | Providing at all heights, levels and locations Aluminium profile industrial troughed sheet of Alloy 31500/3... | sqm | 976.05 | 26_New_Technologies | 1024
26.19.2 | Providing at all heights, levels and locations Aluminium profile industrial troughed sheet of Alloy 31500/3... | sqm | 1239.55 | 26_New_Technologies | 1024
26.22.1 | Providing and fixing false ceiling at all heights with integral densified calcium silicate reinforced with... | sqm | 1688.8 | 26_New_Technologies | 1025
26.23.1 | Providing and fixing false ceiling at all heights with integral densified calcium silicate reinforced with... | sqm | 1952.7 | 26_New_Technologies | 1027
26.24.1 | Providing and fixing in position wall panelling at all heights with integral densified calcium silicate pan... | sqm | 2736.8 | 26_New_Technologies | 1028
26.25 | Providing and fixing 15 mm thick false ceiling tiles at all heights with integral densified calcium silicat... | sqm | 1379.1 | 26_New_Technologies | 1030
26.26.1 | Providing & fixing false ceiling at all heights with GRG (Glass Fibre Reinforced Gypsum) false ceiling tile... | sqm | 1572.85 | 26_New_Technologies | 1031
26.26.2 | Providing & fixing false ceiling at all heights with GRG (Glass Fibre Reinforced Gypsum) false ceiling tile... | sqm | 1699.3 | 26_New_Technologies | 1032
26.27.1 | Providing and fixing mineral fibre false ceiling tiles at all heights of size 595X595mm of approved texture... | sqm | 2000.85 | 26_New_Technologies | 1033
26.27.2 | Providing and fixing mineral fibre false ceiling tiles at all heights of size 595X595mm of approved texture... | sqm | 2296.85 | 26_New_Technologies | 1034
26.27.3 | Providing and fixing mineral fibre false ceiling tiles at all heights of size 595X595mm of approved texture... | sqm | 2128.25 | 26_New_Technologies | 1035
26.28.1 | Chipping of unsound/weak concrete material from slabs, beams, columns etc. with manual Chisel and/ or by st... | sqm | 287.1 | 26_New_Technologies | 1036
26.28.2 | Chipping of unsound/weak concrete material from slabs, beams, columns etc. with manual Chisel and/ or by st... | sqm | 194.6 | 26_New_Technologies | 1036
26.28.3 | Chipping of unsound/weak concrete material from slabs, beams, columns etc. with manual Chisel and/ or by st... | sqm | 96.5 | 26_New_Technologies | 1037
26.29.1 | Cleaning of reinforcement from rust from the reinforcing bars to give it a total rust free steel surface by... | sqm | 5.9 | 26_New_Technologies | 1037
26.29.2 | Cleaning of reinforcement from rust from the reinforcing bars to give it a total rust free steel surface by... | sqm | 11.8 | 26_New_Technologies | 1038
26.30.1 | Drilling suitable holes in reinforced or plain cement concrete with power driven drill machine to a minimum... | holes | 113.05 | 26_New_Technologies | 1039
26.31.1 | Providing, mixing and applying bonding coat of approved adhesive on chipped portion of RCC as per specifica... | sqm | 117.3 | 26_New_Technologies | 1039
26.31.2 | Providing, mixing and applying bonding coat of approved adhesive on chipped portion of RCC as per specifica... | sqm | 388.5 | 26_New_Technologies | 1040
26.32.1 | Providing, mixing and applying SBR polymer (of approved make) modified Cement mortar in proportion of 1:4 (... | sqm | 304.1 | 26_New_Technologies | 1040
26.32.2 | Providing, mixing and applying SBR polymer (of approved make) modified Cement mortar in proportion of 1:4 (... | sqm | 471 | 26_New_Technologies | 1041
26.32.3 | Providing, mixing and applying SBR polymer (of approved make) modified Cement mortar in proportion of 1:4 (... | sqm | 942 | 26_New_Technologies | 1041
26.33.1 | Providing, mixing and applying SBR polymer (of approved make @ minimum 2% by wt. of cement used) modified p... | sqm | 539.9 | 26_New_Technologies | 1042
26.33.2 | Providing, mixing and applying SBR polymer (of approved make @ minimum 2% by wt. of cement used) modified p... | sqm | 809.8 | 26_New_Technologies | 1043
26.34.1 | Providing and laying SBR Polymer modified (of approved make @ minimum 2% by wt. of cement used) plain/reinf... | sqm | 539.9 | 26_New_Technologies | 1043
26.34.2 | Providing and laying SBR Polymer modified (of approved make @ minimum 2% by wt. of cement used) plain/reinf... | sqm | 809.8 | 26_New_Technologies | 1044
26.34.3 | Providing and laying SBR Polymer modified (of approved make @ minimum 2% by wt. of cement used) plain/reinf... | sqm | 1079.75 | 26_New_Technologies | 1044
26.35.1 | Providing and injecting approved grout in proportion recommended by the manufacturer into cracks/honey-comb... | kg | 97.3 | 26_New_Technologies | 1045
26.35.2 | Providing and injecting approved grout in proportion recommended by the manufacturer into cracks/honey-comb... | kg | 101.55 | 26_New_Technologies | 1046
26.35.3 | Providing and injecting approved grout in proportion recommended by the manufacturer into cracks/honey-comb... | kg | 792.3 | 26_New_Technologies | 1046
26.36.1 | Providing, erecting, maintaining and removing temporary protective screens made out of specified fabric wit... | sqm | 45.5 | 26_New_Technologies | 1047
26.37 | Cleaning of exposed concrete surface of sticking material including loose and foreign material by sand blas... | sqm | 289.9 | 26_New_Technologies | 1047
26.38.1 | Shotcreting R.C.C. columns, beams and slabs etc. in layers with approved design mix concrete having the spe... | sqm | 635.65 | 26_New_Technologies | 1048
26.38.2 | Shotcreting R.C.C. columns, beams and slabs etc. in layers with approved design mix concrete having the spe... | sqm | 1009.7 | 26_New_Technologies | 1048
26.38.3 | Shotcreting R.C.C. columns, beams and slabs etc. in layers with approved design mix concrete having the spe... | sqm | 1445.3 | 26_New_Technologies | 1049
26.39 | Providing and inserting 12mm dia galvanised steel injection nipple in honey comb area and along crack line... | nos | 191.2 | 26_New_Technologies | 1050
26.40 | Providing and fixing hard drawn steel wire fabric of size 75 x25 mm mesh or other suitable size wire mesh t... | sqm | 801.7 | 26_New_Technologies | 1051
26.41 | Designing, providing, installing and fixing factory finished custom designed cold form Light Gauge Steel Fr... | kg | 217.5 | 26_New_Technologies | 1051
26.42 | Providing and fixing of external wall system on Light gauge steel frame work with . Outer face having 6mm t... | sqm | 3418.95 | 26_New_Technologies | 1053
26.43 | Providing and fixing internal wall panels on Light gauge steel frame work with 12.5mm thick gypsum plaster... | sqm | 2118.95 | 26_New_Technologies | 1055
26.44 | Providing and fixing in all exterior face panels breathable vapour barrier underneath the cement fiber boar... | sqm | 293.95 | 26_New_Technologies | 1056
26.45 | Supplying and installation of moisture resistant/fire resistant 6 mm thick Heavy duty fiber cement board (H... | sqm | 1179.3 | 26_New_Technologies | 1056
26.46 | Providing and fixing in position, 200 mm thick factory made Expanded Polystyrene Core (EPS Core) wall panel... | sqm | 3854.6 | 26_New_Technologies | 1057
26.47 | Providing and fixing in position, 230mm thick factory made Expanded Polystyrene Core (EPS Core) roof/floor... | sqm | 4144.95 | 26_New_Technologies | 1058
26.48 | Providing and fixing of costomized Aluminium formwork for monolithic construction RCC members with a repeti... | sqm | 202.45 | 26_New_Technologies | 1059
26.49.1 | Providing and fixing in position factory made EPS cement sandwich wall/roof/floor light weight solid core p... | sqm | 1166.85 | 26_New_Technologies | 1063
26.49.2 | Providing and fixing in position factory made EPS cement sandwich wall/roof/floor light weight solid core p... | sqm | 1321 | 26_New_Technologies | 1064
26.49.3 | Providing and fixing in position factory made EPS cement sandwich wall/roof/floor light weight solid core p... | sqm | 1605.45 | 26_New_Technologies | 1064
26.49.4 | Providing and fixing in position factory made EPS cement sandwich wall/roof/floor light weight solid core p... | sqm | 1915.25 | 26_New_Technologies | 1065
26.49.5 | Providing and fixing in position factory made EPS cement sandwich wall/roof/floor light weight solid core p... | sqm | 2258.55 | 26_New_Technologies | 1066
26.50.1 | Providing and fixing in position factory made non asbestos fibre reinforced aerated cement sandwich wall/ro... | sqm | 1317.95 | 26_New_Technologies | 1067
26.50.2 | Providing and fixing in position factory made non asbestos fibre reinforced aerated cement sandwich wall/ro... | sqm | 1535.7 | 26_New_Technologies | 1068
26.51 | Supplying of standard quality GFRG panel of 124 mm thickness with modular cavities purchased from GFRG pane... | sqm | 1305.6 | 26_New_Technologies | 1068
26.52 | Erection of GFRG Panels in walls in all floors using suitable crane as per instructions of Engineer-in-Char... | sqm | 266.55 | 26_New_Technologies | 1069
26.53 | Filling of empty cavities (as shown in the structural design drawing) with quarry dust mixed with 5% cement... | cum | 2346.15 | 26_New_Technologies | 1070
26.54 | Laying of GFRG panel as roof / floor slab panel and staircase panel using suitable crane as per instruction... | sqm | 285.15 | 26_New_Technologies | 1071
26.55 | Supplying and fixing 10 Gauge weld mesh of size 100mm x100 mm for floor/roof slab concrete screed over the... | sqm | 233.7 | 26_New_Technologies | 1072
26.56 | Application of ZMB 60/equivalent solution (100 Kg ZMB 60/equivalent, 1 litre ZMB Nano Thinner, 20 litre wat... | sqm | 286 | 26_New_Technologies | 1073
26.57 | After erection of GFRG wall panels, seal all GFRG wall joints with paper tape temporarily. Water proofing t... | metre | 81.25 | 26_New_Technologies | 1073
26.58 | Filling of joints between RCC plinth beam / floor slab and wall panel of external walls, toilet / bath room... | metre | 39.6 | 26_New_Technologies | 1074
26.59 | Water proofing treatment of Vertical joints (of external side and internal side) between door frame, window... | sqm | 40.4 | 26_New_Technologies | 1074
26.60 | Water proofing treatment of RCC sunshade with Zycosil/equivalent water proofing Solution (1 litre of Zycosi... | sqm | 131.5 | 26_New_Technologies | 1075
26.61 | In-filling / sealing of joint between RCC lintel cum sunshade and wall (on external side) in all floors by... | sqm | 40.4 | 26_New_Technologies | 1076
26.62 | Designing, Providing, installing and fixing factory finished customed design pregalvanized high tensile ste... | kgs | 139.65 | 26_New_Technologies | 1076
26.63 | Providing and fixing special adjustable lockbars of mild steel E-250 to support the temporary plywood for w... | kgs | 20.55 | 26_New_Technologies | 1077
26.64.1 | Centering and shuttering with 12mm thick shuttering plywood confirming to IS - Suspended floors, roofs, lan... | sqm | 87.95 | 26_New_Technologies | 1078
26.65 | Providing and fixing roofing consist of 0.8 mm thick galvanized steel deck sheet confirming to IS 277:1992... | sqm | 1451.7 | 26_New_Technologies | 1079
26.66 | Providing and fixing in position, 130 mm thick factory made Expanded Polystyrene Core (EPS Core) wall panel... | sqm | 2318.9 | 26_New_Technologies | 1079
26.67 | Providing and fixing of external thermal insulation and composite system with First layer of self-extinguis... | sqm | 3366.6 | 26_New_Technologies | 1080
26.68.1 | Providing and laying factory made Precast concrete solid blocks of 200 mm thickness of grade M10 made of C&... | cum | 5808.25 | 26_New_Technologies | 1082
26.69.1 | Providing and laying factory made Precast concrete solid blocks of 200 mm thickness of grade M10 made of C&... | cum | 7590.9 | 26_New_Technologies | 1083
26.70.1 | Providing and laying half block masonry with factory made Precast concrete solid blocks of 100 mm thickness... | sqm | 695.4 | 26_New_Technologies | 1083
26.71.1 | Providing and laying half block masonry with factory made Precast concrete solid blocks of 100 mm thickness... | sqm | 853.75 | 26_New_Technologies | 1084
26.72 | Providing and laying 60mm thick factory made cement concrete paver block of approved shape and colour of M... | sqm | 748.6 | 26_New_Technologies | 1085
26.73.1.1 | Fabrication & Manufacturing of Prestressed Hollow Core slab (Hollow area 25 to 30%) of different thickness... | metre | 1152.35 | 26_New_Technologies | 1086
26.73.1.2 | Fabrication & Manufacturing of Prestressed Hollow Core slab (Hollow area 25 to 30%) of different thickness... | metre | 1348.5 | 26_New_Technologies | 1086
26.73.1.3 | Fabrication & Manufacturing of Prestressed Hollow Core slab (Hollow area 25 to 30%) of different thickness... | metre | 1642.75 | 26_New_Technologies | 1087
26.73.1.4 | Fabrication & Manufacturing of Prestressed Hollow Core slab (Hollow area 25 to 30%) of different thickness... | metre | 2003.8 | 26_New_Technologies | 1088
26.73.1.5 | Fabrication & Manufacturing of Prestressed Hollow Core slab (Hollow area 25 to 30%) of different thickness... | metre | 2461.85 | 26_New_Technologies | 1088
26.73.1.6 | Fabrication & Manufacturing of Prestressed Hollow Core slab (Hollow area 25 to 30%) of different thickness... | metre | 2919.95 | 26_New_Technologies | 1089
26.73.1.7 | Fabrication & Manufacturing of Prestressed Hollow Core slab (Hollow area 25 to 30%) of different thickness... | metre | 3378 | 26_New_Technologies | 1090
26.73.1.8 | Fabrication & Manufacturing of Prestressed Hollow Core slab (Hollow area 25 to 30%) of different thickness... | metre | 3836.05 | 26_New_Technologies | 1090
26.73.2.1 | Fabrication & Manufacturing of Prestressed Hollow Core slab (Hollow area 25 to 30%) of different thickness... | metre | 17.3 | 26_New_Technologies | 1091
26.73.2.2 | Fabrication & Manufacturing of Prestressed Hollow Core slab (Hollow area 25 to 30%) of different thickness... | metre | 20.8 | 26_New_Technologies | 1091
26.73.2.3 | Fabrication & Manufacturing of Prestressed Hollow Core slab (Hollow area 25 to 30%) of different thickness... | metre | 25.95 | 26_New_Technologies | 1092
26.73.2.4 | Fabrication & Manufacturing of Prestressed Hollow Core slab (Hollow area 25 to 30%) of different thickness... | metre | 32.3 | 26_New_Technologies | 1093
26.73.2.5 | Fabrication & Manufacturing of Prestressed Hollow Core slab (Hollow area 25 to 30%) of different thickness... | metre | 40.4 | 26_New_Technologies | 1093
26.73.2.6 | Fabrication & Manufacturing of Prestressed Hollow Core slab (Hollow area 25 to 30%) of different thickness... | metre | 48.5 | 26_New_Technologies | 1094
26.73.2.7 | Fabrication & Manufacturing of Prestressed Hollow Core slab (Hollow area 25 to 30%) of different thickness... | metre | 56.55 | 26_New_Technologies | 1094
26.73.2.8 | Fabrication & Manufacturing of Prestressed Hollow Core slab (Hollow area 25 to 30%) of different thickness... | metre | 64.65 | 26_New_Technologies | 1095
26.73.3.1 | Fabrication & Manufacturing of Prestressed Hollow Core slab (Hollow area 25 to 30%) of different thickness... | metre | 27.7 | 26_New_Technologies | 1095
26.73.3.2 | Fabrication & Manufacturing of Prestressed Hollow Core slab (Hollow area 25 to 30%) of different thickness... | metre | 33.2 | 26_New_Technologies | 1096
26.73.3.3 | Fabrication & Manufacturing of Prestressed Hollow Core slab (Hollow area 25 to 30%) of different thickness... | metre | 41.55 | 26_New_Technologies | 1096
26.73.3.4 | Fabrication & Manufacturing of Prestressed Hollow Core slab (Hollow area 25 to 30%) of different thickness... | metre | 51.7 | 26_New_Technologies | 1097
26.73.3.5 | Fabrication & Manufacturing of Prestressed Hollow Core slab (Hollow area 25 to 30%) of different thickness... | metre | 64.65 | 26_New_Technologies | 1097
26.73.3.6 | Fabrication & Manufacturing of Prestressed Hollow Core slab (Hollow area 25 to 30%) of different thickness... | metre | 77.6 | 26_New_Technologies | 1098
26.73.3.7 | Fabrication & Manufacturing of Prestressed Hollow Core slab (Hollow area 25 to 30%) of different thickness... | metre | 90.5 | 26_New_Technologies | 1098
26.73.3.8 | Fabrication & Manufacturing of Prestressed Hollow Core slab (Hollow area 25 to 30%) of different thickness... | metre | 103.45 | 26_New_Technologies | 1099
26.74.1 | Fabrication and manufacturing of solid precast concrete element with provisions of shear keys, connecting l... | cum | 14554.65 | 26_New_Technologies | 1099
26.74.2 | Fabrication and manufacturing of solid precast concrete element with provisions of shear keys, connecting l... | cum | 230.9 | 26_New_Technologies | 1100
26.74.3 | Fabrication and manufacturing of solid precast concrete element with provisions of shear keys, connecting l... | cum | 423.3 | 26_New_Technologies | 1101
26.74.4 | Fabrication and manufacturing of solid precast concrete element with provisions of shear keys, connecting l... | cum | 538.75 | 26_New_Technologies | 1101
26.75 | Providing & laying in position Prestressing steel strands (low relaxation) on hollow core bed by using mech... | kgs | 144.55 | 26_New_Technologies | 1102
26.76.1 | Transportation of Precast Elements by flat bed Trailor (Double / Triple axle 40ft Length with proper access... | mt | 444.05 | 26_New_Technologies | 1103
26.76.2 | Transportation of Precast Elements by flat bed Trailor (Double / Triple axle 40ft Length with proper access... | mt | 97.2 | 26_New_Technologies | 1104
26.77.1 | Erection & Installation of Precast/Prestressed Concrete elements in correct & final position with proper li... | sqm | 160.85 | 26_New_Technologies | 1105
26.77.2 | Erection & Installation of Precast/Prestressed Concrete elements in correct & final position with proper li... | sqm | 277.15 | 26_New_Technologies | 1105
26.77.3 | Erection & Installation of Precast/Prestressed Concrete elements in correct & final position with proper li... | cum | 2147.55 | 26_New_Technologies | 1106
26.78.1 | Providing & Applying weather proof sealant on outer joints of approved make confirming to IS & directed by... | metre | 137 | 26_New_Technologies | 1106
26.79.1 | Providing & Laying of levelling sim pads required sizes (5x5cm to 10x10cm) of PVC / Rubber to adjust level... | nos | 23.65 | 26_New_Technologies | 1107
26.79.2 | Providing & Laying of levelling sim pads required sizes (5x5cm to 10x10cm) of PVC / Rubber to adjust level... | nos | 30.35 | 26_New_Technologies | 1107
26.79.3 | Providing & Laying of levelling sim pads required sizes (5x5cm to 10x10cm) of PVC / Rubber to adjust level... | nos | 43.7 | 26_New_Technologies | 1108
26.80.1 | Providing & Grouting of dowel tubes / Shear keys / Joints of precast members with M-60 grade cementitious g... | kgs | 74.25 | 26_New_Technologies | 1108
26.81 | Providing and fixing Scaffolding net of required width made of high density Polyethylene UV stabilized knit... | sqm | 24.2 | 26_New_Technologies | 1109

## 13_Finishing
SUB-HEAD 13: FINISHING WORKS
165 priced items. Amount and Calculated W are live Excel formulas (Quantity x Rate, SUM); the printed W and SAY are the DAR's own figures. Edit any Quantity or Rate and the item's calculated W recalculates.
13.1 | 12 mm cement plaster of mix :
13.1.1 | 1:4 (1 cement: 4 fine sand)
Details of cost for 10 sqm ¦ Source: CivilDAR_2019_Vol_2.pdf, page 12
Code | Description | Unit | Quantity | Rate (Rs.) | Amount (Rs.) | Note
3.4 | Rate as per item 3.4 - Cement mortar 1:4 (1 cement : 4 fine sand) | cum | 0.144 | 3528.85
0155 | Mason (average) | day | 0.67 | 709
0115 | Coolie | day | 0.75 | 558
0101 | Bhisti | day | 0.92 | 617
9999 | Scaffolding and sundries | L.S. | 12.61 | 2
Calculated W - SUM of the Amount column above
W as printed in the DAR |  |  |  |  | 1994.54
Difference (calculated - printed)
SAY (Rs.) - final DAR rate as printed (fixed value, not computed) |  |  |  |  | 266.85
13.1 | 12 mm cement plaster of mix :
13.1.2 | 1:6 (1 cement: 6 fine sand)
Details of cost for 10 sqm ¦ Source: CivilDAR_2019_Vol_2.pdf, page 12
Code | Description | Unit | Quantity | Rate (Rs.) | Amount (Rs.) | Note
3.6 | Rate as per item 3.6 - Cement mortar 1:6 (1 cement : 6 fine sand) | cum | 0.144 | 2874.65
0155 | Mason (average) | day | 0.67 | 709
0115 | Coolie | day | 0.75 | 558
0101 | Bhisti | day | 0.92 | 617
9999 | Scaffolding and sundries | L.S. | 12.61 | 2
Calculated W - SUM of the Amount column above
W as printed in the DAR |  |  |  |  | 1900.34
Difference (calculated - printed)
SAY (Rs.) - final DAR rate as printed (fixed value, not computed) |  |  |  |  | 254.25
13.2 | 15 mm cement plaster on the rough side of single or half brick wall of mix :
13.2.1 | 1:4 (1 cement: 4 fine sand)
Details of cost for 10 sqm ¦ Source: CivilDAR_2019_Vol_2.pdf, page 13
Code | Description | Unit | Quantity | Rate (Rs.) | Amount (Rs.) | Note
3.4 | Rate as per item 3.4 - Cement mortar 1:4 (1 cement : 4 fine sand) | cum | 0.172 | 3528.85
0155 | Mason (average) | day | 0.8 | 709
0115 | Coolie | day | 0.88 | 558
0101 | Bhisti | day | 0.99 | 617
9999 | Scaffolding and sundries | L.S. | 12.61 | 2
Calculated W - SUM of the Amount column above
W as printed in the DAR |  |  |  |  | 2301.25
Difference (calculated - printed)
SAY (Rs.) - final DAR rate as printed (fixed value, not computed) |  |  |  |  | 307.9
13.2 | 15 mm cement plaster on the rough side of single or half brick wall of mix :
13.2.2 | 1:6 (1 cement: 6 fine sand)
Details of cost for 10 sqm ¦ Source: CivilDAR_2019_Vol_2.pdf, page 13
Code | Description | Unit | Quantity | Rate (Rs.) | Amount (Rs.) | Note
3.6 | Rate as per item 3.6 - Cement mortar 1:6 (1 cement : 6 fine sand) | cum | 0.172 | 2874.65
0155 | Mason (average) | day | 0.8 | 709
0115 | Coolie | day | 0.88 | 558
0101 | Bhisti | day | 0.99 | 617
9999 | Scaffolding and sundries | L.S. | 12.61 | 2
Calculated W - SUM of the Amount column above
W as printed in the DAR |  |  |  |  | 2188.73
Difference (calculated - printed)
SAY (Rs.) - final DAR rate as printed (fixed value, not computed) |  |  |  |  | 292.85
13.3 | 20 mm cement plaster of mix :
13.3.1 | 1:4 (1 cement: 4 fine sand)
Details of cost for 10 sqm ¦ Source: CivilDAR_2019_Vol_2.pdf, page 14
Code | Description | Unit | Quantity | Rate (Rs.) | Amount (Rs.) | Note
3.4 | Rate as per item 3.4 - Cement mortar 1:4 (1 cement : 4 fine sand) | cum | 0.224 | 3528.85
0155 | Mason (average) | day | 0.94 | 709
0115 | Coolie | day | 1.02 | 558
0101 | Bhisti | day | 1.1 | 617
9999 | Scaffolding and sundries | L.S. | 12.61 | 2
Calculated W - SUM of the Amount column above
W as printed in the DAR |  |  |  |  | 2730
Difference (calculated - printed)
SAY (Rs.) - final DAR rate as printed (fixed value, not computed) |  |  |  |  | 365.25
13.3 | 20 mm cement plaster of mix :
13.3.2 | 1:6 (1 cement: 6 fine sand)
Details of cost for 10 sqm ¦ Source: CivilDAR_2019_Vol_2.pdf, page 14
Code | Description | Unit | Quantity | Rate (Rs.) | Amount (Rs.) | Note
3.6 | Rate as per item 3.6 - Cement mortar 1:6 (1 cement : 6 fine sand) | cum | 0.224 | 2874.65
0155 | Mason (average) | day | 0.94 | 709
0115 | Coolie | day | 1.02 | 558
0101 | Bhisti | day | 1.1 | 617
9999 | Scaffolding and sundries | L.S. | 12.61 | 2
Calculated W - SUM of the Amount column above
W as printed in the DAR |  |  |  |  | 2583.46
Difference (calculated - printed)
SAY (Rs.) - final DAR rate as printed (fixed value, not computed) |  |  |  |  | 345.65
13.4 | 12 mm cement plaster of mix :
13.4.1 | 1:4 (1 cement: 4 coarse sand)
Details of cost for 10 sqm ¦ Source: CivilDAR_2019_Vol_2.pdf, page 15
Code | Description | Unit | Quantity | Rate (Rs.) | Amount (Rs.) | Note
3.9 | Rate as per item 3.9 - Cement mortar 1:4 (1 cement : 4 coarse sand) | cum | 0.144 | 4010.35
0155 | Mason (average) | day | 0.67 | 709
0115 | Coolie | day | 0.75 | 558
0101 | Bhisti | day | 0.92 | 617
9999 | Scaffolding and sundries | L.S. | 12.61 | 2
Calculated W - SUM of the Amount column above
W as printed in the DAR |  |  |  |  | 2063.88
Difference (calculated - printed)
SAY (Rs.) - final DAR rate as printed (fixed value, not computed) |  |  |  |  | 276.15
13.4 | 12 mm cement plaster of mix :
13.4.2 | 1:6 (1 cement: 6 coarse sand)
Details of cost for 10 sqm ¦ Source: CivilDAR_2019_Vol_2.pdf, page 15
Code | Description | Unit | Quantity | Rate (Rs.) | Amount (Rs.) | Note
3.11 | Rate as per item 3.11 - Cement mortar 1:6 (1 cement : 6 coarse sand) | cum | 0.144 | 3356.15
0155 | Mason (average) | day | 0.67 | 709
0115 | Coolie | day | 0.75 | 558
0101 | Bhisti | day | 0.92 | 617
9999 | Scaffolding and sundries | L.S. | 12.61 | 2
Calculated W - SUM of the Amount column above
W as printed in the DAR |  |  |  |  | 1969.68
Difference (calculated - printed)
SAY (Rs.) - final DAR rate as printed (fixed value, not computed) |  |  |  |  | 263.55
13.5 | 15 mm cement plaster on rough side of single or half brick wall of mix:
13.5.1 | 1:4 (1 cement: 4 coarse sand)
Details of cost for 10 sqm ¦ Source: CivilDAR_2019_Vol_2.pdf, page 16
Code | Description | Unit | Quantity | Rate (Rs.) | Amount (Rs.) | Note
3.9 | Rate as per item 3.9 - Cement mortar 1:4 (1 cement : 4 coarse sand) | cum | 0.172 | 4010.35
0155 | Mason (average) | day | 0.8 | 709
0115 | Coolie | day | 0.88 | 558
0101 | Bhisti | day | 0.99 | 617
9999 | Scaffolding and sundries | L.S. | 12.61 | 2
Calculated W - SUM of the Amount column above
W as printed in the DAR |  |  |  |  | 2384.07
Difference (calculated - printed)
SAY (Rs.) - final DAR rate as printed (fixed value, not computed) |  |  |  |  | 318.95
13.5 | 15 mm cement plaster on rough side of single or half brick wall of mix:
13.5.2 | 1:6 (1 cement: 6 coarse sand)
Details of cost for 10 sqm ¦ Source: CivilDAR_2019_Vol_2.pdf, page 16
Code | Description | Unit | Quantity | Rate (Rs.) | Amount (Rs.) | Note
3.11 | Rate as per item 3.11 - Cement mortar 1:6 (1 cement : 6 coarse sand) | cum | 0.172 | 3356.15
0155 | Mason (average) | day | 0.8 | 709
0115 | Coolie | day | 0.88 | 558
0101 | Bhisti | day | 0.99 | 617
9999 | Scaffolding and sundries | L.S. | 12.61 | 2
Calculated W - SUM of the Amount column above
W as printed in the DAR |  |  |  |  | 2271.55
Difference (calculated - printed)
SAY (Rs.) - final DAR rate as printed (fixed value, not computed) |  |  |  |  | 303.9
13.6 | 20 mm cement plaster of mix :
13.6.1 | 1:4 (1 cement: 4 coarse sand)
Details of cost for 10 sqm ¦ Source: CivilDAR_2019_Vol_2.pdf, page 17
Code | Description | Unit | Quantity | Rate (Rs.) | Amount (Rs.) | Note
3.9 | Rate as per item 3.9 - Cement mortar 1:4 (1 cement : 4 coarse sand) | cum | 0.224 | 4010.35
0155 | Mason (average) | day | 0.94 | 709
0115 | Coolie | day | 1.02 | 558
0101 | Bhisti | day | 1.1 | 617
9999 | Scaffolding and sundries | L.S. | 12.61 | 2
Calculated W - SUM of the Amount column above
W as printed in the DAR |  |  |  |  | 2837.86
Difference (calculated - printed)
SAY (Rs.) - final DAR rate as printed (fixed value, not computed) |  |  |  |  | 379.7
13.6 | 20 mm cement plaster of mix :
13.6.2 | 1:6 (1 cement: 6 coarse sand)
Details of cost for 10 sqm ¦ Source: CivilDAR_2019_Vol_2.pdf, page 17
Code | Description | Unit | Quantity | Rate (Rs.) | Amount (Rs.) | Note
3.11 | Rate as per item 3.11 - Cement mortar 1:6 (1 cement : 6 coarse sand) | cum | 0.224 | 3356.15
0155 | Mason (average) | day | 0.94 | 709
0115 | Coolie | day | 1.02 | 558
0101 | Bhisti | day | 1.1 | 617
9999 | Scaffolding and sundries | L.S. | 12.61 | 2
Calculated W - SUM of the Amount column above
W as printed in the DAR |  |  |  |  | 2691.32
Difference (calculated - printed)
SAY (Rs.) - final DAR rate as printed (fixed value, not computed) |  |  |  |  | 360.1
13.7 | 12 mm cement plaster finished with a floating coat of neat cement of mix :
13.7.1 | 1:3 (1 cement: 3 fine sand)
Details of cost for 10 sqm ¦ Source: CivilDAR_2019_Vol_2.pdf, page 18
Code | Description | Unit | Quantity | Rate (Rs.) | Amount (Rs.) | Note
3.3 | Rate as per item 3.3 - Cement mortar 1:3 (1 cement : 3 fine sand) | cum | 0.144 | 4183.05
0155 | Mason (average) | day | 0.67 | 709
0115 | Coolie | day | 0.75 | 558
0101 | Bhisti | day | 0.92 | 617
9999 | Scaffolding and sundries | L.S. | 12.61 | 2
0367 | Portland Cement (OPC-43 grade) | tonne | 0.02 | 4940
2209 | Carriage of Cement | tonne | 0.02 | 92.24
0155 | Mason (average) | day | 0.27 | 709
0115 | Coolie | day | 0.27 | 558
9999 | Scaffolding and sundries | L.S. | 8.06 | 2
Calculated W - SUM of the Amount column above
W as printed in the DAR |  |  |  |  | 2547.6
Difference (calculated - printed)
SAY (Rs.) - final DAR rate as printed (fixed value, not computed) |  |  |  |  | 340.85
13.7 | 12 mm cement plaster finished with a floating coat of neat cement of mix :
13.7.2 | 1:4 (1 cement: 4 fine sand)
Details of cost for 10 sqm ¦ Source: CivilDAR_2019_Vol_2.pdf, page 18
Code | Description | Unit | Quantity | Rate (Rs.) | Amount (Rs.) | Note
3.4 | Rate as per item 3.4 - Cement mortar 1:4 (1 cement : 4 fine sand) | cum | 0.144 | 3528.85
0155 | Mason (average) | day | 0.67 | 709
0115 | Coolie | day | 0.75 | 558
0101 | Bhisti | day | 0.92 | 617
9999 | Scaffolding and sundries | L.S. | 12.61 | 2
0367 | Portland Cement (OPC-43 grade) | tonne | 0.02 | 4940
2209 | Carriage of Cement | tonne | 0.02 | 92.24
0155 | Mason (average) | day | 0.27 | 709
0115 | Coolie | day | 0.27 | 558
9999 | Scaffolding and sundries | L.S. | 8.06 | 2
Calculated W - SUM of the Amount column above
W as printed in the DAR |  |  |  |  | 2453.4
Difference (calculated - printed)
SAY (Rs.) - final DAR rate as printed (fixed value, not computed) |  |  |  |  | 328.25
13.8 | 15 mm cement plaster on rough side of single or half brick wall finished with a floating coat of neat cement of mix :
13.8.1 | 1:3 (1 cement: 3 fine sand)
Details of cost for 10 sqm ¦ Source: CivilDAR_2019_Vol_2.pdf, page 19
Code | Description | Unit | Quantity | Rate (Rs.) | Amount (Rs.) | Note
3.3 | Rate as per item 3.3 - Cement mortar 1:3 (1 cement : 3 fine sand) | cum | 0.172 | 4183.05
0155 | Mason (average) | day | 0.8 | 709
0115 | Coolie | day | 0.88 | 558
0101 | Bhisti | day | 0.99 | 617
9999 | Scaffolding and sundries | L.S. | 12.61 | 2
0367 | Portland Cement (OPC-43 grade) | tonne | 0.02 | 4940
2209 | Carriage of Cement | tonne | 0.02 | 92.24
0155 | Mason (average) | day | 0.27 | 709
0115 | Coolie | day | 0.27 | 558
9999 | Scaffolding and sundries | L.S. | 8.06 | 2
Calculated W - SUM of the Amount column above
W as printed in the DAR |  |  |  |  | 2872.63
Difference (calculated - printed)
SAY (Rs.) - final DAR rate as printed (fixed value, not computed) |  |  |  |  | 384.35
13.8 | 15 mm cement plaster on rough side of single or half brick wall finished with a floating coat of neat cement of mix :
13.8.2 | 1:4 (1 cement: 4 fine sand)
Details of cost for 10 sqm ¦ Source: CivilDAR_2019_Vol_2.pdf, page 20
Code | Description | Unit | Quantity | Rate (Rs.) | Amount (Rs.) | Note
3.4 | Rate as per item 3.4 - Cement mortar 1:4 (1 cement : 4 fine sand) | cum | 0.172 | 3528.85
0155 | Mason (average) | day | 0.8 | 709
0115 | Coolie | day | 0.88 | 558
0101 | Bhisti | day | 0.99 | 617
9999 | Scaffolding and sundries | L.S. | 12.61 | 2
0367 | Portland Cement (OPC-43 grade) | tonne | 0.02 | 4940
2209 | Carriage of Cement | tonne | 0.02 | 92.24
0155 | Mason (average) | day | 0.27 | 709
0115 | Coolie | day | 0.27 | 558
9999 | Scaffolding and sundries | L.S. | 8.06 | 2
Calculated W - SUM of the Amount column above
W as printed in the DAR |  |  |  |  | 2760.11
Difference (calculated - printed)
SAY (Rs.) - final DAR rate as printed (fixed value, not computed) |  |  |  |  | 369.3
13.9 | Cement plaster 1:3 (1 cement: 3 coarse sand) finished with a floating coat of neat cement.
13.9.1 | 12 mm cement plaster
Details of cost for 10 sqm ¦ Source: CivilDAR_2019_Vol_2.pdf, page 20
Code | Description | Unit | Quantity | Rate (Rs.) | Amount (Rs.) | Note
3.8 | Rate as per item 3.8 - Cement mortar 1:3 (1 cement : 3 coarse sand) | cum | 0.144 | 4664.55
0155 | Mason (average) | day | 0.67 | 709
0115 | Coolie | day | 0.75 | 558
0101 | Bhisti | day | 0.92 | 617
9999 | Scaffolding and sundries | L.S. | 12.61 | 2
0367 | Portland Cement (OPC-43 grade) | tonne | 0.02 | 4940
2209 | Carriage of Cement | tonne | 0.02 | 92.24
0155 | Mason (average) | day | 0.27 | 709
0115 | Coolie | day | 0.27 | 558
9999 | Scaffolding and sundries | L.S. | 8.06 | 2
Calculated W - SUM of the Amount column above
W as printed in the DAR |  |  |  |  | 2616.94
Difference (calculated - printed)
SAY (Rs.) - final DAR rate as printed (fixed value, not computed) |  |  |  |  | 350.15
13.9 | Cement plaster 1:3 (1 cement: 3 coarse sand) finished with a floating coat of neat cement.
13.9.2 | 20 mm cement plaster
Details of cost for 10 sqm ¦ Source: CivilDAR_2019_Vol_2.pdf, page 21
Code | Description | Unit | Quantity | Rate (Rs.) | Amount (Rs.) | Note
3.8 | Rate as per item 3.8 - Cement mortar 1:3 (1 cement : 3 coarse sand) | cum | 0.224 | 4664.55
0155 | Mason (average) | day | 0.94 | 709
0115 | Coolie | day | 1.02 | 558
0101 | Bhisti | day | 1.1 | 617
9999 | Scaffolding and sundries | L.S. | 12.61 | 2
0367 | Portland Cement (OPC-43 grade) | tonne | 0.02 | 4940
2209 | Carriage of Cement | tonne | 0.02 | 92.24
0155 | Mason (average) | day | 0.27 | 709
0115 | Coolie | day | 0.27 | 558
9999 | Scaffolding and sundries | L.S. | 8.06 | 2
Calculated W - SUM of the Amount column above
W as printed in the DAR |  |  |  |  | 3443.25
Difference (calculated - printed)
SAY (Rs.) - final DAR rate as printed (fixed value, not computed) |  |  |  |  | 460.7
13.10 | 15 mm cement plaster 1:3 (1 cement: 3 coarse sand) finished with a floating coat of neat cement on the rough side of single or half brick wall.
Details of cost for 10 sqm ¦ Source: CivilDAR_2019_Vol_2.pdf, page 22
Code | Description | Unit | Quantity | Rate (Rs.) | Amount (Rs.) | Note
3.8 | Rate as per item 3.8 - Cement mortar 1:3 (1 cement : 3 coarse sand) | cum | 0.172 | 4664.55
0155 | Mason (average) | day | 0.8 | 709
0115 | Coolie | day | 0.88 | 558
0101 | Bhisti | day | 0.99 | 617
9999 | Scaffolding and sundries | L.S. | 12.61 | 2
0367 | Portland Cement (OPC-43 grade) | tonne | 0.02 | 4940
2209 | Carriage of Cement | tonne | 0.02 | 92.24
0155 | Mason (average) | day | 0.27 | 709
0115 | Coolie | day | 0.27 | 558
9999 | Scaffolding and sundries | L.S. | 8.06 | 2
Calculated W - SUM of the Amount column above
W as printed in the DAR |  |  |  |  | 2955.45
Difference (calculated - printed)
SAY (Rs.) - final DAR rate as printed (fixed value, not computed) |  |  |  |  | 395.4
13.11 | 18 mm cement plaster in two coats under layer 12 mm thick cement plaster 1:5 (1 cement : 5 coarse sand) finished with a top layer 6 mm thick cement plaster 1:6 (1 cement : 6 fine sand).
Details of cost for 10 sqm ¦ Source: CivilDAR_2019_Vol_2.pdf, page 22
Code | Description | Unit | Quantity | Rate (Rs.) | Amount (Rs.) | Note
3.10 | Rate as per item 3.10 - Cement mortar 1:5 (1 cement : 5 coarse sand) | cum | 0.144 | 3658.1
3.6 | Rate as per item 3.6 - Cement mortar 1:6 (1 cement : 6 fine sand) | cum | 0.072 | 2874.65
0155 | Mason (average) | day | 1.21 | 709
0115 | Coolie | day | 1.29 | 558
0101 | Bhisti | day | 1.05 | 617
9999 | Scaffolding and sundries | L.S. | 12.61 | 2
Calculated W - SUM of the Amount column above
W as printed in the DAR |  |  |  |  | 2984.52
Difference (calculated - printed)
SAY (Rs.) - final DAR rate as printed (fixed value, not computed) |  |  |  |  | 399.3
13.12 | 18 mm cement plaster in two coats under layer 12 mm thick cement plaster 1:5 (1 cement : 5 coarse sand) and a top layer 6 mm thick cement plaster 1:3 (1 cement : 3 coarse sand) finished rough with sponge.
Details of cost for 10 sqm ¦ Source: CivilDAR_2019_Vol_2.pdf, page 23
Code | Description | Unit | Quantity | Rate (Rs.) | Amount (Rs.) | Note
3.10 | Rate as per item 3.10 - Cement mortar 1:5 (1 cement : 5 coarse sand) | cum | 0.144 | 3658.1
3.8 | Rate as per item 3.8 - Cement mortar 1:3 (1 cement : 3 coarse sand) | cum | 0.072 | 4664.55
0155 | Mason (average) | day | 1.21 | 709
0115 | Coolie | day | 1.29 | 558
0101 | Bhisti | day | 1.05 | 617
9999 | Scaffolding and sundries | L.S. | 12.61 | 2
Calculated W - SUM of the Amount column above
W as printed in the DAR |  |  |  |  | 3113.39
Difference (calculated - printed)
SAY (Rs.) - final DAR rate as printed (fixed value, not computed) |  |  |  |  | 416.55
13.13 | 12 mm cement plaster 1:2 (1 cement : 2 stone dust).
Details of cost for 10 sqm ¦ Source: CivilDAR_2019_Vol_2.pdf, page 24
Code | Description | Unit | Quantity | Rate (Rs.) | Amount (Rs.) | Note
3.12 | Rate as per item 3.12 - Cement mortar 1:2 (1 cement : 2 stone dust) | cum | 0.144 | 5108.05
0155 | Mason (average) | day | 0.67 | 709
0115 | Coolie | day | 0.75 | 558
0101 | Bhisti | day | 0.92 | 617
9999 | Scaffolding and sundries | L.S. | 12.61 | 2
Calculated W - SUM of the Amount column above
W as printed in the DAR |  |  |  |  | 2221.95
Difference (calculated - printed)
SAY (Rs.) - final DAR rate as printed (fixed value, not computed) |  |  |  |  | 297.3
13.14 | 15 mm cement plaster 1:2 (1 cement : 2 stone dust) on the rough side of single or half brick wall.
Details of cost for 10 sqm ¦ Source: CivilDAR_2019_Vol_2.pdf, page 24
Code | Description | Unit | Quantity | Rate (Rs.) | Amount (Rs.) | Note
3.12 | Rate as per item 3.12 - Cement mortar 1:2 (1 cement : 2 stone dust) | cum | 0.172 | 5108.05
0155 | Mason (average) | day | 0.8 | 709
0115 | Coolie | day | 0.88 | 558
0101 | Bhisti | day | 0.99 | 617
9999 | Scaffolding and sundries | L.S. | 12.61 | 2
Calculated W - SUM of the Amount column above
W as printed in the DAR |  |  |  |  | 2572.87
Difference (calculated - printed)
SAY (Rs.) - final DAR rate as printed (fixed value, not computed) |  |  |  |  | 344.25
13.15 | 20 mm cement plaster 1:2 (1 cement : 2 stone dust).
Details of cost for 10 sqm ¦ Source: CivilDAR_2019_Vol_2.pdf, page 25
Code | Description | Unit | Quantity | Rate (Rs.) | Amount (Rs.) | Note
3.12 | Rate as per item 3.12 - Cement mortar 1:2 (1 cement : 2 stone dust) | cum | 0.224 | 5108.05
0155 | Mason (average) | day | 0.94 | 709
0115 | Coolie | day | 1.02 | 558
0101 | Bhisti | day | 1.1 | 617
9999 | Scaffolding and sundries | L.S. | 12.61 | 2
Calculated W - SUM of the Amount column above
W as printed in the DAR |  |  |  |  | 3083.74
Difference (calculated - printed)
SAY (Rs.) - final DAR rate as printed (fixed value, not computed) |  |  |  |  | 412.6
13.16 | 6 mm cement plaster of mix :
13.16.1 | 1:3 (1 cement : 3 fine sand)
Details of cost for 10 sqm ¦ Source: CivilDAR_2019_Vol_2.pdf, page 25
Code | Description | Unit | Quantity | Rate (Rs.) | Amount (Rs.) | Note
3.3 | Rate as per item 3.3 - Cement mortar 1:3 (1 cement : 3 fine sand) | cum | 0.072 | 4183.05
0155 | Mason (average) | day | 0.51 | 709
0115 | Coolie | day | 0.75 | 558
0101 | Bhisti | day | 0.92 | 617
9999 | Extra for removing burrs, cleaning with wire brushes, pock making with pointed tool etc. complete. | L.S. | 13.39 | 2
9999 | Scaffolding and sundries | L.S. | 11.7 | 2
Calculated W - SUM of the Amount column above
W as printed in the DAR |  |  |  |  | 1699.09
Difference (calculated - printed)
SAY (Rs.) - final DAR rate as printed (fixed value, not computed) |  |  |  |  | 227.35
13.17 | 6 mm cement plaster 1:3 (1 cement : 3 fine sand) finished with a floating coat of neat cement and thick coat of Lime wash on top of walls when dry for bearing of R.C.C. slabs and beams.
Details of cost for 10 sqm ¦ Source: CivilDAR_2019_Vol_2.pdf, page 26
Code | Description | Unit | Quantity | Rate (Rs.) | Amount (Rs.) | Note
3.3 | Rate as per item 3.3 - Cement mortar 1:3 (1 cement : 3 fine sand) | cum | 0.072 | 4183.05
0155 | Mason (average) | day | 0.51 | 709
0115 | Coolie | day | 0.75 | 558
0101 | Bhisti | day | 0.92 | 617
9999 | Extra for removing burrs, cleaning with wire brushes, pock making with pointed tool etc. complete. | L.S. | 13.39 | 2
9999 | Scaffolding and sundries | L.S. | 11.7 | 2
0367 | Portland Cement (OPC-43 grade) | tonne | 0.02 | 4940
2209 | Carriage of Cement | tonne | 0.02 | 92.24
0155 | Mason (average) | day | 0.27 | 709
0115 | Coolie | day | 0.27 | 558
9999 | Scaffolding and sundries | L.S. | 8.06 | 2
0776 | Satna lime | quintal | 0.01 | 370
9999 | Indigo gum etc | L.S. | 2.08 | 2
9999 | Sundries ladder etc. | L.S. | 0.52 | 2
0141 | White Washer | day | 0.07 | 617
0115 | Coolie | day | 0.07 | 558
9999 | Sundries | L.S. | 2.73 | 2
Calculated W - SUM of the Amount column above
W as printed in the DAR |  |  |  |  | 2254.55
Difference (calculated - printed)
SAY (Rs.) - final DAR rate as printed (fixed value, not computed) |  |  |  |  | 301.65
13.18 | Neat cement punning.
Details of cost for 10 sqm ¦ Source: CivilDAR_2019_Vol_2.pdf, page 27
Code | Description | Unit | Quantity | Rate (Rs.) | Amount (Rs.) | Note
0367 | Portland Cement (OPC-43 grade) | tonne | 0.022 | 4940
2209 | Carriage of Cement | tonne | 0.022 | 92.24
0155 | Mason (average) | day | 0.27 | 709
0115 | Coolie | day | 0.27 | 558
9999 | Scaffolding and sundries | L.S. | 8.06 | 2
Calculated W - SUM of the Amount column above
W as printed in the DAR |  |  |  |  | 468.92
Difference (calculated - printed)
SAY (Rs.) - final DAR rate as printed (fixed value, not computed) |  |  |  |  | 62.75
13.19 | Rough cast plaster upto 10 m height above ground level with a mixture of sand and gravel or crushed stone from 6 mm to 10 mm nominal size, dashed over and including the fresh plaster in two layers, under layer 12 mm cement plaster 1:4 (1 cement : 4 coarse sand) and top layer 10 mm cement plaster 1:3 (1 cement : 3 fine sand) mixed with 10% finely grounded hydrated lime by volume of cement.
13.19.1 | Ordinary cement finish using ordinary cement
Details of cost for 10 sqm ¦ Source: CivilDAR_2019_Vol_2.pdf, page 27
Code | Description | Unit | Quantity | Rate (Rs.) | Amount (Rs.) | Note
3.9 | Rate as per item 3.9 - Cement mortar 1:4 (1 cement : 4 coarse sand) | cum | 0.144 | 4010.35
0155 | Mason (average) | day | 0.67 | 709
0114 | Beldar | day | 0.75 | 558
0101 | Bhisti | day | 0.92 | 617
9999 | Scaffolding and sundries | L.S. | 9.88 | 2
3.3 | Rate as per item 3.3 - Cement mortar 1:3 (1 cement : 3 fine sand) | cum | 0.12 | 4183.05
0155 | Mason (average) | day | 0.61 | 709
0114 | Beldar | day | 0.69 | 558
0101 | Bhisti | day | 0.85 | 617
9999 | Scaffolding and sundries | L.S. | 9.88 | 2
1179 | Crushed stone 2.36 mm to 12.5 mm size | cum | 0.1 | 900
0101 | Bhisti | day | 0.01 | 617
0777 | Dry hydrated lime (factory made) | quintal | 0.09 | 290
9977 | Carriage of lime | L.S. | 3.64 | 2
0155 | Mason (average) | day | 0.5 | 709
0114 | Beldar | day | 0.5 | 558
0101 | Bhisti | day | 0.1 | 617
9999 | Scaffolding and sundries | L.S. | 9.88 | 2
0123 | Mason (brick layer) 1st class | day | 0.25 | 738
0114 | Beldar | day | 0.25 | 558
Calculated W - SUM of the Amount column above
W as printed in the DAR |  |  |  |  | 5090.62
Difference (calculated - printed)
SAY (Rs.) - final DAR rate as printed (fixed value, not computed) |  |  |  |  | 681.1
13.20 | Pebble dash plaster upto 10 m height above ground level with a mixture of washed pebble or crushed stone 6 mm to 12.5 mm nominal size, dashed over and including fresh plaster in two layers under layer 12 mm cement plaster 1:4 (1 cement : 4 coarse sand) and top layer 10 mm cement plaster with cement mortar 1:3 (1 cement : 3 fine sand) mixed with 10% finely grounded hydrated lime by volume of cement.
Details of cost for 10 sqm ¦ Source: CivilDAR_2019_Vol_2.pdf, page 28
Code | Description | Unit | Quantity | Rate (Rs.) | Amount (Rs.) | Note
3.9 | Rate as per item 3.9 - Cement mortar 1:4 (1 cement : 4 coarse sand) | cum | 0.144 | 4010.35
0155 | Mason (average) | day | 0.67 | 709
0114 | Beldar | day | 0.75 | 558
0101 | Bhisti | day | 0.92 | 617
9999 | Scaffolding and sundries | L.S. | 9.88 | 2
3.3 | Rate as per item 3.3 - Cement mortar 1:3 (1 cement : 3 fine sand) | cum | 0.12 | 4183.05
0155 | Mason (average) | day | 0.61 | 709
0114 | Beldar | day | 0.69 | 558
0101 | Bhisti | day | 0.85 | 617
9999 | Scaffolding and sundries | L.S. | 9.88 | 2
1179 | Crushed stone 2.36 mm to 12.5 mm size | cum | 0.1 | 900
0101 | Bhisti | day | 0.01 | 617
0777 | Dry hydrated lime (factory made) | quintal | 0.09 | 290
9977 | Carriage of lime | L.S. | 3.64 | 2
0155 | Mason (average) | day | 0.5 | 709
0114 | Beldar | day | 0.5 | 558
0101 | Bhisti | day | 0.1 | 617
9999 | Scaffolding and sundries | L.S. | 9.88 | 2
9999 | Scaffolding and sundries | L.S. | 4.42 | 2
Calculated W - SUM of the Amount column above
W as printed in the DAR |  |  |  |  | 4775.46
Difference (calculated - printed)
SAY (Rs.) - final DAR rate as printed (fixed value, not computed) |  |  |  |  | 638.95
13.21 | Extra for providing and mixing water proofing material in cement plaster work in proportion recommended by the manufacturers.
Details of cost for 1.48 bags ¦ Source: CivilDAR_2019_Vol_2.pdf, page 29
Code | Description | Unit | Quantity | Rate (Rs.) | Amount (Rs.) | Note
1213 | Water proofing materials | kilogram | 1.48 | 35
9999 | Sundries | L.S. | 7.15 | 2
Calculated W - SUM of the Amount column above
W as printed in the DAR |  |  |  |  | 66.1
Difference (calculated - printed)
SAY (Rs.) - final DAR rate as printed (fixed value, not computed) |  |  |  |  | 59.75
13.22 | Extra for plastering exterior walls of height more than 10 m from ground level for every additional height of 3 m or part thereof.
Details of cost for 10 sqm ¦ Source: CivilDAR_2019_Vol_2.pdf, page 30
Code | Description | Unit | Quantity | Rate (Rs.) | Amount (Rs.) | Note
9999 | Scaffolding and sundries | L.S. | 53.82 | 2
0155 | Mason (average) | day | 0.2 | 709
0115 | Coolie | day | 0.3 | 558
0101 | Bhisti | day | 0.1 | 617
9999 | Sundries | L.S. | 7.15 | 2
Calculated W - SUM of the Amount column above
W as printed in the DAR |  |  |  |  | 492.84
Difference (calculated - printed)
SAY (Rs.) - final DAR rate as printed (fixed value, not computed) |  |  |  |  | 65.95
13.23 | Extra for plastering on circular work not exceeding 6 m in radius:
13.23.1 | In one coat
Details of cost for 10 sqm ¦ Source: CivilDAR_2019_Vol_2.pdf, page 30
Code | Description | Unit | Quantity | Rate (Rs.) | Amount (Rs.) | Note
0155 | Mason (average) | day | 0.2 | 709
0114 | Beldar | day | 0.2 | 558
9999 | Sundries | L.S. | 7.15 | 2
Calculated W - SUM of the Amount column above
W as printed in the DAR |  |  |  |  | 267.7
Difference (calculated - printed)
SAY (Rs.) - final DAR rate as printed (fixed value, not computed) |  |  |  |  | 35.8
13.23 | Extra for plastering on circular work not exceeding 6 m in radius:
13.23.2 | In two coats
Details of cost for 10 sqm ¦ Source: CivilDAR_2019_Vol_2.pdf, page 31
Code | Description | Unit | Quantity | Rate (Rs.) | Amount (Rs.) | Note
0155 | Mason (average) | day | 0.3 | 709
0114 | Beldar | day | 0.3 | 558
9999 | Sundries | L.S. | 13.39 | 2
Calculated W - SUM of the Amount column above
W as printed in the DAR |  |  |  |  | 406.88
Difference (calculated - printed)
SAY (Rs.) - final DAR rate as printed (fixed value, not computed) |  |  |  |  | 54.45
13.24 | Extra for plastering done on moulding, cornices or architraves including neat finish to line and level:
13.24.1 | In one coat
Details of cost for 10 sqm ¦ Source: CivilDAR_2019_Vol_2.pdf, page 31
Code | Description | Unit | Quantity | Rate (Rs.) | Amount (Rs.) | Note
0155 | Mason (average) | day | 3 | 709
0114 | Beldar | day | 2 | 558
0115 | Coolie | day | 1 | 558
0101 | Bhisti | day | 0.25 | 617
9999 | Sundries | L.S. | 13.39 | 2
Calculated W - SUM of the Amount column above
W as printed in the DAR |  |  |  |  | 3982.03
Difference (calculated - printed)
SAY (Rs.) - final DAR rate as printed (fixed value, not computed) |  |  |  |  | 532.75
13.24 | Extra for plastering done on moulding, cornices or architraves including neat finish to line and level:
13.24.2 | In two coats
Details of cost for 10 sqm ¦ Source: CivilDAR_2019_Vol_2.pdf, page 32
Code | Description | Unit | Quantity | Rate (Rs.) | Amount (Rs.) | Note
0155 | Mason (average) | day | 5 | 709
0114 | Beldar | day | 3 | 558
0115 | Coolie | day | 2 | 558
0101 | Bhisti | day | 0.33 | 617
9999 | Sundries | L.S. | 13.39 | 2
Calculated W - SUM of the Amount column above
W as printed in the DAR |  |  |  |  | 6565.39
Difference (calculated - printed)
SAY (Rs.) - final DAR rate as printed (fixed value, not computed) |  |  |  |  | 878.4
13.25 | Extra for plastering:
13.25.1 | Spherical ceiling
Details of cost for 10 sqm ¦ Source: CivilDAR_2019_Vol_2.pdf, page 32
Code | Description | Unit | Quantity | Rate (Rs.) | Amount (Rs.) | Note
0155 | Mason (average) | day | 0.75 | 709
0114 | Beldar | day | 0.74 | 558
9999 | Sundries | L.S. | 26.91 | 2
Calculated W - SUM of the Amount column above
W as printed in the DAR |  |  |  |  | 998.49
Difference (calculated - printed)
SAY (Rs.) - final DAR rate as printed (fixed value, not computed) |  |  |  |  | 133.6
13.25 | Extra for plastering:
13.25.2 | Groined ceiling
Details of cost for 10 sqm ¦ Source: CivilDAR_2019_Vol_2.pdf, page 33
Code | Description | Unit | Quantity | Rate (Rs.) | Amount (Rs.) | Note
0155 | Mason (average) | day | 0.8 | 709
0114 | Beldar | day | 0.8 | 558
9999 | Sundries | L.S. | 34.06 | 2
Calculated W - SUM of the Amount column above
W as printed in the DAR |  |  |  |  | 1081.72
Difference (calculated - printed)
SAY (Rs.) - final DAR rate as printed (fixed value, not computed) |  |  |  |  | 144.75
13.25 | Extra for plastering:
13.25.3 | Flewing soffits
Details of cost for 10 sqm ¦ Source: CivilDAR_2019_Vol_2.pdf, page 33
Code | Description | Unit | Quantity | Rate (Rs.) | Amount (Rs.) | Note
0155 | Mason (average) | day | 0.5 | 709
0114 | Beldar | day | 0.5 | 558
9999 | Sundries | L.S. | 13.39 | 2
Calculated W - SUM of the Amount column above
W as printed in the DAR |  |  |  |  | 660.28
Difference (calculated - printed)
SAY (Rs.) - final DAR rate as printed (fixed value, not computed) |  |  |  |  | 88.35
13.26 | Providing and applying plaster of paris putty of 2 mm thickness over plastered surface to prepare the surface even and smooth complete.
Details of cost for 10 sqm ¦ Source: CivilDAR_2019_Vol_2.pdf, page 34
Code | Description | Unit | Quantity | Rate (Rs.) | Amount (Rs.) | Note
0869 | Plaster of Paris | kilogram | 23 | 5
9977 | Carriage of plaster of paris | L.S. | 3.9 | 2
0122 | Mason (for plaster of paris work) 1st class | day | 0.91 | 738
0114 | Beldar | day | 0.91 | 558
9999 | Scaffolding and sundries | L.S. | 83.98 | 2
Calculated W - SUM of the Amount column above
W as printed in the DAR |  |  |  |  | 1470.12
Difference (calculated - printed)
SAY (Rs.) - final DAR rate as printed (fixed value, not computed) |  |  |  |  | 196.7
13.27 | Extra for lining out plaster to imitate stone or concrete blocks walling.
Details of cost for 10 sqm ¦ Source: CivilDAR_2019_Vol_2.pdf, page 35
Code | Description | Unit | Quantity | Rate (Rs.) | Amount (Rs.) | Note
0155 | Mason (average) | day | 0.5 | 709
0114 | Beldar | day | 0.5 | 558
9999 | Solution of lime putty | L.S. | 1.82 | 2
Calculated W - SUM of the Amount column above
W as printed in the DAR |  |  |  |  | 637.14
Difference (calculated - printed)
SAY (Rs.) - final DAR rate as printed (fixed value, not computed) |  |  |  |  | 85.25
13.28 | 12 mm thick plain cement mortar bands in cement mortar 1:4 (1 cement : 4 fine sand):
13.28.1 | Flush Band
Details of cost for 10 metre ¦ Source: CivilDAR_2019_Vol_2.pdf, page 35
Code | Description | Unit | Quantity | Rate (Rs.) | Amount (Rs.) | Note
3.4 | Rate as per item 3.4 - Cement mortar 1:4 (1 cement : 4 fine sand) | cum | 0.014 | 3528.85
0155 | Mason (average) | day | 0.27 | 709
0115 | Coolie | day | 0.27 | 558
0101 | Bhisti | day | 0.05 | 617
9999 | Sundries | L.S. | 1.43 | 2
Calculated W - SUM of the Amount column above
W as printed in the DAR |  |  |  |  | 425.2
Difference (calculated - printed)
SAY (Rs.) - final DAR rate as printed (fixed value, not computed) |  |  |  |  | 5.7
13.28 | 12 mm thick plain cement mortar bands in cement mortar 1:4 (1 cement : 4 fine sand):
13.28.2 | Sunk Band
Details of cost for 10 metre ¦ Source: CivilDAR_2019_Vol_2.pdf, page 36
Code | Description | Unit | Quantity | Rate (Rs.) | Amount (Rs.) | Note
3.4 | Rate as per item 3.4 - Cement mortar 1:4 (1 cement : 4 fine sand) | cum | 0.014 | 3528.85
0155 | Mason (average) | day | 0.3 | 709
0115 | Coolie | day | 0.3 | 558
0101 | Bhisti | day | 0.05 | 617
9999 | Sundries | L.S. | 2.08 | 2
Calculated W - SUM of the Amount column above
W as printed in the DAR |  |  |  |  | 464.51
Difference (calculated - printed)
SAY (Rs.) - final DAR rate as printed (fixed value, not computed) |  |  |  |  | 6.2
13.28 | 12 mm thick plain cement mortar bands in cement mortar 1:4 (1 cement : 4 fine sand):
13.28.3 | Raised Band
Details of cost for 10 metre ¦ Source: CivilDAR_2019_Vol_2.pdf, page 36
Code | Description | Unit | Quantity | Rate (Rs.) | Amount (Rs.) | Note
3.4 | Rate as per item 3.4 - Cement mortar 1:4 (1 cement : 4 fine sand) | cum | 0.014 | 3528.85
0155 | Mason (average) | day | 0.35 | 709
0115 | Coolie | day | 0.35 | 558
0101 | Bhisti | day | 0.05 | 617
9999 | Sundries | L.S. | 2.73 | 2
Calculated W - SUM of the Amount column above
W as printed in the DAR |  |  |  |  | 529.16
Difference (calculated - printed)
SAY (Rs.) - final DAR rate as printed (fixed value, not computed) |  |  |  |  | 7.1
13.28 | 12 mm thick plain cement mortar bands in cement mortar 1:4 (1 cement : 4 fine sand):
13.28.4 | Moulded Band
Details of cost for 10 metre ¦ Source: CivilDAR_2019_Vol_2.pdf, page 37
Code | Description | Unit | Quantity | Rate (Rs.) | Amount (Rs.) | Note
3.4 | Rate as per item 3.4 - Cement mortar 1:4 (1 cement : 4 fine sand) | cum | 0.014 | 3528.85
0155 | Mason (average) | day | 0.65 | 709
0115 | Coolie | day | 0.65 | 558
0101 | Bhisti | day | 0.05 | 617
9999 | Sundries | L.S. | 1.56 | 2
Calculated W - SUM of the Amount column above
W as printed in the DAR |  |  |  |  | 906.92
Difference (calculated - printed)
SAY (Rs.) - final DAR rate as printed (fixed value, not computed) |  |  |  |  | 12.15
13.29 | 18 mm thick plain cement mortar band in cement mortar 1:4 (1 cement : 4 fine sand):
13.29.1 | Flush Band
Details of cost for 10 metre ¦ Source: CivilDAR_2019_Vol_2.pdf, page 38
Code | Description | Unit | Quantity | Rate (Rs.) | Amount (Rs.) | Note
3.4 | Rate as per item 3.4 - Cement mortar 1:4 (1 cement : 4 fine sand) | cum | 0.02 | 3528.85
0155 | Mason (average) | day | 0.32 | 709
0115 | Coolie | day | 0.32 | 558
0101 | Bhisti | day | 0.06 | 617
9999 | Sundries | L.S. | 2.08 | 2
Calculated W - SUM of the Amount column above
W as printed in the DAR |  |  |  |  | 517.2
Difference (calculated - printed)
SAY (Rs.) - final DAR rate as printed (fixed value, not computed) |  |  |  |  | 6.9
13.29 | 18 mm thick plain cement mortar band in cement mortar 1:4 (1 cement : 4 fine sand):
13.29.2 | Sunk Band
Details of cost for 10 metre ¦ Source: CivilDAR_2019_Vol_2.pdf, page 38
Code | Description | Unit | Quantity | Rate (Rs.) | Amount (Rs.) | Note
3.4 | Rate as per item 3.4 - Cement mortar 1:4 (1 cement : 4 fine sand) | cum | 0.02 | 3528.85
0155 | Mason (average) | day | 0.36 | 709
0115 | Coolie | day | 0.36 | 558
0101 | Bhisti | day | 0.06 | 617
9999 | Sundries | L.S. | 2.73 | 2
Calculated W - SUM of the Amount column above
W as printed in the DAR |  |  |  |  | 569.18
Difference (calculated - printed)
SAY (Rs.) - final DAR rate as printed (fixed value, not computed) |  |  |  |  | 7.6
13.29 | 18 mm thick plain cement mortar band in cement mortar 1:4 (1 cement : 4 fine sand):
13.29.3 | Raised Band
Details of cost for 10 metre ¦ Source: CivilDAR_2019_Vol_2.pdf, page 39
Code | Description | Unit | Quantity | Rate (Rs.) | Amount (Rs.) | Note
3.4 | Rate as per item 3.4 - Cement mortar 1:4 (1 cement : 4 fine sand) | cum | 0.02 | 3528.85
0155 | Mason (average) | day | 0.42 | 709
0115 | Coolie | day | 0.42 | 558
0101 | Bhisti | day | 0.06 | 617
9999 | Sundries | L.S. | 4.42 | 2
Calculated W - SUM of the Amount column above
W as printed in the DAR |  |  |  |  | 648.58
Difference (calculated - printed)
SAY (Rs.) - final DAR rate as printed (fixed value, not computed) |  |  |  |  | 8.7
13.29 | 18 mm thick plain cement mortar band in cement mortar 1:4 (1 cement : 4 fine sand):
13.29.4 | Moulded Band
Details of cost for 10 metre ¦ Source: CivilDAR_2019_Vol_2.pdf, page 40
Code | Description | Unit | Quantity | Rate (Rs.) | Amount (Rs.) | Note
3.10 | Rate as per item 3.10 - Cement mortar 1:5 (1 cement : 5 coarse sand) | cum | 0.024 | 3658.1
0155 | Mason (average) | day | 0.86 | 709
0115 | Coolie | day | 0.86 | 558
0101 | Bhisti | day | 0.05 | 617
9999 | Sundries | L.S. | 2.73 | 2
Calculated W - SUM of the Amount column above
W as printed in the DAR |  |  |  |  | 1213.72
Difference (calculated - printed)
SAY (Rs.) - final DAR rate as printed (fixed value, not computed) |  |  |  |  | 16.25
13.30 | 18 mm thick moulded cement mortar band in two coats under layer 12 mm thick with cement mortar 1:5 (1 cement : 5 coarse sand) top layer 6 mm thick with cement mortar 1:4 (1 cement : 4 fine sand).
Details of cost for 10 metre ¦ Source: CivilDAR_2019_Vol_2.pdf, page 41
Code | Description | Unit | Quantity | Rate (Rs.) | Amount (Rs.) | Note
3.10 | Rate as per item 3.10 - Cement mortar 1:5 (1 cement : 5 coarse sand) | cum | 0.014 | 3658.1
3.4 | Rate as per item 3.4 - Cement mortar 1:4 (1 cement : 4 fine sand) | cum | 0.01 | 3528.85
0155 | Mason (average) | day | 0.86 | 709
0115 | Coolie | day | 0.86 | 558
0101 | Bhisti | day | 0.05 | 617
9999 | Sundries | L.S. | 2.73 | 2
Calculated W - SUM of the Amount column above
W as printed in the DAR |  |  |  |  | 1212.43
Difference (calculated - printed)
SAY (Rs.) - final DAR rate as printed (fixed value, not computed) |  |  |  |  | 16.2
13.31 | Pointing on brick work or brick flooring with cement mortar 1:3 (1 cement : 3 fine sand):
13.31.1 | Flush / Ruled/ Struck or weathered pointing
Details of cost for 10 sqm ¦ Source: CivilDAR_2019_Vol_2.pdf, page 41
Code | Description | Unit | Quantity | Rate (Rs.) | Amount (Rs.) | Note
3.3 | Rate as per item 3.3 - Cement mortar 1:3 (1 cement : 3 fine sand) | cum | 0.03 | 4183.05
0155 | Mason (average) | day | 0.5 | 709
0115 | Coolie | day | 0.6 | 558
0101 | Bhisti | day | 0.93 | 617
9999 | Sundries | L.S. | 7.15 | 2
9999 | Scaffolding and racking out joints including sundries | L.S. | 14.3 | 2
Calculated W - SUM of the Amount column above
W as printed in the DAR |  |  |  |  | 1431.5
Difference (calculated - printed)
SAY (Rs.) - final DAR rate as printed (fixed value, not computed) |  |  |  |  | 191.55
13.31 | Pointing on brick work or brick flooring with cement mortar 1:3 (1 cement : 3 fine sand):
13.31.2 | Raised and cut pointing
Details of cost for 10 sqm ¦ Source: CivilDAR_2019_Vol_2.pdf, page 42
Code | Description | Unit | Quantity | Rate (Rs.) | Amount (Rs.) | Note
3.3 | Rate as per item 3.3 - Cement mortar 1:3 (1 cement : 3 fine sand) | cum | 0.046 | 4183.05
0155 | Mason (average) | day | 1.07 | 709
0115 | Coolie | day | 1.31 | 558
0101 | Bhisti | day | 1 | 617
9999 | Sundries | L.S. | 7.15 | 2
9999 | Scaffolding and racking out joints including sundries | L.S. | 16.12 | 2
Calculated W - SUM of the Amount column above
W as printed in the DAR |  |  |  |  | 2345.57
Difference (calculated - printed)
SAY (Rs.) - final DAR rate as printed (fixed value, not computed) |  |  |  |  | 313.8
13.32 | Pointing on tile brick work with cement mortar 1:3 (1 cement : 3 fine sand):
13.32.1 | Flush/ Ruled/ Struck or weathered pointing
Details of cost for 10 sqm ¦ Source: CivilDAR_2019_Vol_2.pdf, page 42
Code | Description | Unit | Quantity | Rate (Rs.) | Amount (Rs.) | Note
3.3 | Rate as per item 3.3 - Cement mortar 1:3 (1 cement : 3 fine sand) | cum | 0.046 | 4183.05
9999 | Sundries | L.S. | 7.15 | 2
0155 | Mason (average) | day | 0.67 | 709
0115 | Coolie | day | 0.8 | 558
0101 | Bhisti | day | 1.28 | 617
9999 | Scaffolding and racking out joints including sundries | L.S. | 16.12 | 2
Calculated W - SUM of the Amount column above
W as printed in the DAR |  |  |  |  | 1950.15
Difference (calculated - printed)
SAY (Rs.) - final DAR rate as printed (fixed value, not computed) |  |  |  |  | 260.9
13.33 | Pointing on stone work with cement mortar 1:3 (1 cement : 3 fine sand) :
13.33.1 | Flush/ Ruled pointing
Details of cost for 10 sqm ¦ Source: CivilDAR_2019_Vol_2.pdf, page 43
Code | Description | Unit | Quantity | Rate (Rs.) | Amount (Rs.) | Note
3.3 | Rate as per item 3.3 - Cement mortar 1:3 (1 cement : 3 fine sand) | cum | 0.023 | 4183.05
9999 | Sundries | L.S. | 7.15 | 2
0155 | Mason (average) | day | 0.92 | 709
0115 | Coolie | day | 1.37 | 558
0101 | Bhisti | day | 0.93 | 617
9999 | Scaffolding and racking out joints including sundries | L.S. | 16.12 | 2
Calculated W - SUM of the Amount column above
W as printed in the DAR |  |  |  |  | 2133.3
Difference (calculated - printed)
SAY (Rs.) - final DAR rate as printed (fixed value, not computed) |  |  |  |  | 285.4
13.33 | Pointing on stone work with cement mortar 1:3 (1 cement : 3 fine sand) :
13.33.2 | Raised and cut pointing
Details of cost for 10 sqm ¦ Source: CivilDAR_2019_Vol_2.pdf, page 44
Code | Description | Unit | Quantity | Rate (Rs.) | Amount (Rs.) | Note
3.3 | Rate as per item 3.3 - Cement mortar 1:3 (1 cement : 3 fine sand) | cum | 0.038 | 4183.05
9999 | Sundries | L.S. | 7.15 | 2
0155 | Mason (average) | day | 2 | 709
0115 | Coolie | day | 2.96 | 558
0101 | Bhisti | day | 1 | 617
9999 | Scaffolding and racking out joints including sundries | L.S. | 16.12 | 2
Calculated W - SUM of the Amount column above
W as printed in the DAR |  |  |  |  | 3892.18
Difference (calculated - printed)
SAY (Rs.) - final DAR rate as printed (fixed value, not computed) |  |  |  |  | 520.75
13.34 | Raised and cut pointing on stone work in white cement mortar 1:3 (1 white cement : 3 marble dust).
Details of cost for 10 sqm ¦ Source: CivilDAR_2019_Vol_2.pdf, page 44
Code | Description | Unit | Quantity | Rate (Rs.) | Amount (Rs.) | Note
3.16 | Rate as per item 3.16 - White cement mortar 1:3 (1 white cement : 3 marble dust) | cum | 0.038 | 7621.75
9999 | Sundries | L.S. | 7.15 | 2
0155 | Mason (average) | day | 2 | 709
0115 | Coolie | day | 2.96 | 558
0101 | Bhisti | day | 1 | 617
9999 | Scaffolding and racking out joints including sundries | L.S. | 16.12 | 2
Calculated W - SUM of the Amount column above
W as printed in the DAR |  |  |  |  | 4022.85
Difference (calculated - printed)
SAY (Rs.) - final DAR rate as printed (fixed value, not computed) |  |  |  |  | 538.25
13.35 | Pointing on stone slab ceiling with cement mortar 1:2 (1 cement : 2 fine sand):
13.35.1 | Flush/ Ruled pointing
Details of cost for 10 sqm ¦ Source: CivilDAR_2019_Vol_2.pdf, page 45
Code | Description | Unit | Quantity | Rate (Rs.) | Amount (Rs.) | Note
3.2 | Rate as per item 3.2 - Cement mortar 1:2 (1 cement : 2 fine sand) | cum | 0.015 | 4918.05
0155 | Mason (average) | day | 0.47 | 709
0115 | Coolie | day | 0.69 | 558
0101 | Bhisti | day | 0.59 | 617
9999 | Scaffolding and racking out joints including sundries | L.S. | 16.12 | 2
Calculated W - SUM of the Amount column above
W as printed in the DAR |  |  |  |  | 1188.29
Difference (calculated - printed)
SAY (Rs.) - final DAR rate as printed (fixed value, not computed) |  |  |  |  | 159
13.36 | Extra for pointing on walls on the outside at height more than 10 m from ground level for every additional height of 3 m or part there of.
Details of cost for 10 sqm ¦ Source: CivilDAR_2019_Vol_2.pdf, page 45
Code | Description | Unit | Quantity | Rate (Rs.) | Amount (Rs.) | Note
9999 | Scaffolding | L.S. | 13.39 | 2
9999 | Sundries | L.S. | 13.39 | 2
Calculated W - SUM of the Amount column above
W as printed in the DAR |  |  |  |  | 53.56
Difference (calculated - printed)
SAY (Rs.) - final DAR rate as printed (fixed value, not computed) |  |  |  |  | 7.15
13.37 | White washing with lime to give an even shade :
13.37.1 | New work (three or more coats)
Details of cost for 10 sqm ¦ Source: CivilDAR_2019_Vol_2.pdf, page 46
Code | Description | Unit | Quantity | Rate (Rs.) | Amount (Rs.) | Note
0775 | Dehradun white lime | quintal | 0.03 | 600
9977 | Carriage of lime | L.S. | 0.91 | 2
0141 | White Washer | day | 0.2 | 617
0115 | Coolie | day | 0.1 | 558
9999 | Indigo gum etc | L.S. | 4.42 | 2
9999 | Sundries ladders etc | L.S. | 2.73 | 2
Calculated W - SUM of the Amount column above
W as printed in the DAR |  |  |  |  | 213.32
Difference (calculated - printed)
SAY (Rs.) - final DAR rate as printed (fixed value, not computed) |  |  |  |  | 28.55
13.38 | Satna lime wash on walls with one coat.
Details of cost for 10 sqm ¦ Source: CivilDAR_2019_Vol_2.pdf, page 46
Code | Description | Unit | Quantity | Rate (Rs.) | Amount (Rs.) | Note
0776 | Satna lime | quintal | 0.01 | 370
9977 | Carriage of lime | L.S. | 2.08 | 2
9999 | Indigo gum etc | L.S. | 0.52 | 2
0141 | White Washer | day | 0.08 | 617
0115 | Coolie | day | 0.04 | 558
9999 | Sundries ladders etc | L.S. | 2.73 | 2
Calculated W - SUM of the Amount column above
W as printed in the DAR |  |  |  |  | 86.04
Difference (calculated - printed)
SAY (Rs.) - final DAR rate as printed (fixed value, not computed) |  |  |  |  | 11.5
13.39 | Colour washing such as green, blue or buff to give an even shade :
13.39.1 | New work (two or more coats) with a base coat of white washing with lime
Details of cost for 10 sqm ¦ Source: CivilDAR_2019_Vol_2.pdf, page 47
Code | Description | Unit | Quantity | Rate (Rs.) | Amount (Rs.) | Note
0775 | Dehradun white lime | quintal | 0.03 | 600
9977 | Carriage of lime | L.S. | 8.06 | 2
9999 | Add for colouring stuff | L.S. | 0.91 | 2
0141 | White Washer | day | 0.3 | 617
0115 | Coolie | day | 0.1 | 558
9999 | Indigo gum etc | L.S. | 4.42 | 2
9999 | Sundries ladders etc | L.S. | 2.73 | 2
Calculated W - SUM of the Amount column above
W as printed in the DAR |  |  |  |  | 291.14
Difference (calculated - printed)
SAY (Rs.) - final DAR rate as printed (fixed value, not computed) |  |  |  |  | 38.95
13.39 | Colour washing such as green, blue or buff to give an even shade :
13.39.2 | New work (two or more coats) with a base coat of whiting
Details of cost for 10 sqm ¦ Source: CivilDAR_2019_Vol_2.pdf, page 47
Code | Description | Unit | Quantity | Rate (Rs.) | Amount (Rs.) | Note
0775 | Dehradun white lime | quintal | 0.03 | 600
9977 | Carriage of lime | L.S. | 8.06 | 2
9999 | Add for colouring stuff | L.S. | 0.91 | 2
0141 | White Washer | day | 0.3 | 617
0115 | Coolie | day | 0.1 | 558
9999 | Indigo gum etc | L.S. | 2.73 | 2
9999 | Sundries ladders etc | L.S. | 2.73 | 2
Calculated W - SUM of the Amount column above
W as printed in the DAR |  |  |  |  | 287.76
Difference (calculated - printed)
SAY (Rs.) - final DAR rate as printed (fixed value, not computed) |  |  |  |  | 38.5
13.40 | Distempering with dry distemper of approved brand and manufacture (two or more coats) of required shade on new work, over and including water thinnable priming coat to give an even shade.
Details of cost for 10 sqm ¦ Source: CivilDAR_2019_Vol_2.pdf, page 48
Code | Description | Unit | Quantity | Rate (Rs.) | Amount (Rs.) | Note
0808 | Water thinnable cement primer for interior wall surface, having VOC content less than 50 gms/lit. | litre | 0.7 | 50
9999 | Putty, glue etc | L.S. | 2.73 | 2
0815 | Dry distemper | kilogram | 1.5 | 30
9977 | Carriage of material | L.S. | 1.56 | 2
9999 | Brushes, sand paper etc | L.S. | 7.15 | 2
0131 | Painter | day | 0.8 | 679
0115 | Coolie | day | 0.4 | 558
9999 | Sundries | L.S. | 5.33 | 2
Calculated W - SUM of the Amount column above
W as printed in the DAR |  |  |  |  | 879.94
Difference (calculated - printed)
SAY (Rs.) - final DAR rate as printed (fixed value, not computed) |  |  |  |  | 117.75
13.41 | Distempering with oil bound washable distemper of approved brand and manufacture to give an even shade :
13.41.1 | New work (two or more coats) over and including water thinnable priming coat with cement primer
Details of cost for 10 sqm ¦ Source: CivilDAR_2019_Vol_2.pdf, page 48
Code | Description | Unit | Quantity | Rate (Rs.) | Amount (Rs.) | Note
0808 | Water thinnable cement primer for interior wall surface, having VOC content less than 50 gms/lit. | litre | 0.7 | 50
9999 | Brushes, putty etc | L.S. | 7.15 | 2
9988 | Sundries including Carriage | L.S. | 8.06 | 2
0816 | Ist quality Acrylic distemper(Ready mix) having VOC content less than 50 grams/ litre | kilogram | 1.5 | 50
9977 | Carriage of material | L.S. | 4.42 | 2
9999 | Brushes, sand paper and putty for filling holes | L.S. | 11.7 | 2
0131 | Painter | day | 1 | 679
0115 | Coolie | day | 0.5 | 558
9999 | Sundries | L.S. | 8.06 | 2
Calculated W - SUM of the Amount column above
W as printed in the DAR |  |  |  |  | 1146.78
Difference (calculated - printed)
SAY (Rs.) - final DAR rate as printed (fixed value, not computed) |  |  |  |  | 153.45
13.42 | Distempering with 1st quality acrylic distemper (ready mixed) having VOC content less than 50 gms/litre, of approved manufacturer, of required shade and colour complete, as per manufacturer's specification.
13.42.1 | Two or more coats on new work
Details of cost for 10 sqm ¦ Source: CivilDAR_2019_Vol_2.pdf, page 49
Code | Description | Unit | Quantity | Rate (Rs.) | Amount (Rs.) | Note
0816 | Oil bound washable distemper/ Acrylic distemper | kilogram | 1.5 | 50
9977 | Carriage of material | L.S. | 4.42 | 2
9999 | Brushes, sand paper and putty for filling holes | L.S. | 11.57 | 2
0131 | Painter | day | 0.4 | 679
0114 | Beldar | day | 0.46 | 558
9999 | Sundries | L.S. | 8.06 | 2
Calculated W - SUM of the Amount column above
W as printed in the DAR |  |  |  |  | 651.38
Difference (calculated - printed)
SAY (Rs.) - final DAR rate as printed (fixed value, not computed) |  |  |  |  | 87.15
13.43 | Applying one coat of water thinnable cement primer of approved brand and manufacture on wall surface :
13.43.1 | Water thinnable cement primer
Details of cost for 10 sqm ¦ Source: CivilDAR_2019_Vol_2.pdf, page 50
Code | Description | Unit | Quantity | Rate (Rs.) | Amount (Rs.) | Note
0808 | Water thinnable cement primer for interior wall surface, having VOC content less than 50 gms/lit. | litre | 0.7 | 50
9999 | Brushes, putty etc | L.S. | 7.15 | 2
0131 | Painter | day | 0.4 | 679
0115 | Coolie | day | 0.2 | 558
9988 | Sundries including carriage | L.S. | 8.06 | 2
Calculated W - SUM of the Amount column above
W as printed in the DAR |  |  |  |  | 448.62
Difference (calculated - printed)
SAY (Rs.) - final DAR rate as printed (fixed value, not computed) |  |  |  |  | 60
13.44 | Finishing walls with water proofing cement paint of required shade :
13.44.1 | New work (Two or more coats applied @ 3.84 kg/10 sqm)
Details of cost for 10 sqm ¦ Source: CivilDAR_2019_Vol_2.pdf, page 50
Code | Description | Unit | Quantity | Rate (Rs.) | Amount (Rs.) | Note
0851 | Water proofing cement paint | kilogram | 3.84 | 38
9977 | Carriage of material | L.S. | 1.56 | 2
0131 | Painter | day | 0.46 | 679
0115 | Coolie | day | 0.23 | 558
0101 | Bhisti | day | 0.1 | 617
9999 | Brushes, sand paper etc | L.S. | 7.15 | 2
9999 | Sundries | L.S. | 8.06 | 2
Calculated W - SUM of the Amount column above
W as printed in the DAR |  |  |  |  | 681.84
Difference (calculated - printed)
SAY (Rs.) - final DAR rate as printed (fixed value, not computed) |  |  |  |  | 91.25
13.45 | Finishing walls with textured exterior paint of required shade :
13.45.1 | New work (Two or more coats applied @ 3.28 ltr/10 sqm) over and including priming coat of exterior primer applied @ 2.20kg/10 sqm
Details of cost for 10 sqm ¦ Source: CivilDAR_2019_Vol_2.pdf, page 51
Code | Description | Unit | Quantity | Rate (Rs.) | Amount (Rs.) | Note
8507 | Textured exterior paint | litre | 3.28 | 240
0809 | Exterior primer | kilogram | 2.2 | 140
9977 | Carriage of material | L.S. | 1.56 | 2
0131 | Painter | day | 0.6 | 679
0115 | Coolie | day | 0.3 | 558
0101 | Bhisti | day | 0.05 | 617
9999 | Brushes, sand paper etc | L.S. | 7.02 | 2
9999 | Sundries | L.S. | 8.06 | 2
Calculated W - SUM of the Amount column above
W as printed in the DAR |  |  |  |  | 1734.13
Difference (calculated - printed)
SAY (Rs.) - final DAR rate as printed (fixed value, not computed) |  |  |  |  | 232
13.46 | Finishing walls with Acrylic Smooth exterior paint of required shade :
13.46.1 | New work (Two or more coat applied @ 1.67 ltr/10 sqm over and including priming coat of exterior primer applied @ 2.20 kg/10 sqm)
Details of cost for 10 sqm ¦ Source: CivilDAR_2019_Vol_2.pdf, page 51
Code | Description | Unit | Quantity | Rate (Rs.) | Amount (Rs.) | Note
8505 | Acrylic exterior paint | litre | 1.67 | 170
0809 | Exterior Primer | Kg | 2.2 | 140
9977 | Carriage of material | L.S. | 1.56 | 2
0131 | Painter | day | 0.6 | 679
0115 | Coolie | day | 0.3 | 558
0101 | Bhisti | day | 0.05 | 617
9999 | Brushes, sand paper etc | L.S. | 7.15 | 2
9999 | Sundries | L.S. | 8.06 | 2
Calculated W - SUM of the Amount column above
W as printed in the DAR |  |  |  |  | 1231.09
Difference (calculated - printed)
SAY (Rs.) - final DAR rate as printed (fixed value, not computed) |  |  |  |  | 164.7
13.47 | Finishing walls with Premium Acrylic Smooth exterior paint with Silicone additives of required shade:
13.47.1 | New work (Two or more coats applied @ 1.43 ltr/10 sqm over and including priming coat of exterior primer applied @ 2.20 kg/10 sqm)
Details of cost for 10 sqm ¦ Source: CivilDAR_2019_Vol_2.pdf, page 52
Code | Description | Unit | Quantity | Rate (Rs.) | Amount (Rs.) | Note
8506 | Premium Acrylic exterior paint | litre | 1.43 | 180
0809 | Exterior primer | kilogram | 2.2 | 140
9977 | Carriage of material | L.S. | 1.56 | 2
0131 | Painter | day | 0.6 | 679
0115 | Coolie | day | 0.3 | 558
0101 | Bhisti | day | 0.05 | 617
9999 | Brushes, sand paper etc | L.S. | 7.15 | 2
9999 | Sundries | L.S. | 8.06 | 2
Calculated W - SUM of the Amount column above
W as printed in the DAR |  |  |  |  | 1204.59
Difference (calculated - printed)
SAY (Rs.) - final DAR rate as printed (fixed value, not computed) |  |  |  |  | 161.15
13.48 | Finishing with Deluxe Multi surface paint system for interiors and exteriors using Primer as per manufacturers specifications :
13.48.1 | Two or more coats applied on walls @ 1.25 ltr/10 sqm over and including one coat of Special primer applied @ 0.75 ltr /10 sqm
Details of cost for 10 sqm ¦ Source: CivilDAR_2019_Vol_2.pdf, page 52
Code | Description | Unit | Quantity | Rate (Rs.) | Amount (Rs.) | Note
8504 | Multi surface paint | litre | 1.25 | 255
8509 | Special Primer (C.W.) | litre | 0.75 | 140
9977 | Carriage of material | L.S. | 1.56 | 2
0131 | Painter | day | 0.6 | 679
0115 | Coolie | day | 0.3 | 558
0101 | Bhisti | day | 0.05 | 617
9999 | Brushes, sand paper etc | L.S. | 7.02 | 2
9999 | Sundries | L.S. | 8.06 | 2
Calculated W - SUM of the Amount column above
W as printed in the DAR |  |  |  |  | 1062.68
Difference (calculated - printed)
SAY (Rs.) - final DAR rate as printed (fixed value, not computed) |  |  |  |  | 142.2
13.48 | Finishing with Deluxe Multi surface paint system for interiors and exteriors using Primer as per manufacturers specifications :
13.48.2 | Painting wood work with Deluxe Multi Surface Paint of required shade. Two or more coat applied @ 0.90 ltr/10 sqm over an under coat of primer applied @0.75 ltr/10 sqm of approved brand and manufacture
Details of cost for 10 sqm ¦ Source: CivilDAR_2019_Vol_2.pdf, page 53
Code | Description | Unit | Quantity | Rate (Rs.) | Amount (Rs.) | Note
8504 | Multi surface paint | litre | 0.9 | 255
8509 | Special Primer (C.W.) | litre | 0.75 | 140
9977 | Carriage of material | L.S. | 1.56 | 2
0131 | Painter | day | 0.6 | 679
0115 | Coolie | day | 0.3 | 558
0101 | Bhisti | day | 0.05 | 617
9999 | Brushes, sand paper etc | L.S. | 7.02 | 2
9999 | Sundries | L.S. | 8.06 | 2
Calculated W - SUM of the Amount column above
W as printed in the DAR |  |  |  |  | 973.43
Difference (calculated - printed)
SAY (Rs.) - final DAR rate as printed (fixed value, not computed) |  |  |  |  | 130.25
13.48 | Finishing with Deluxe Multi surface paint system for interiors and exteriors using Primer as per manufacturers specifications :
13.48.3 | Painting Steel work with Deluxe Multi Surface Paint to give an even shade. Two or more coat applied @ 0.90 ltr/10 sqm over an under coat of primer applied @
Details of cost for 10 sqm ¦ Source: CivilDAR_2019_Vol_2.pdf, page 54
Code | Description | Unit | Quantity | Rate (Rs.) | Amount (Rs.) | Note
8504 | Multi surface paint | litre | 0.9 | 255
8510 | Metal Primer (U.G.) | litre | 0.8 | 90
9977 | Carriage of material | L.S. | 1.56 | 2
0131 | Painter | day | 0.6 | 679
0115 | Coolie | day | 0.3 | 558
0101 | Bhisti | day | 0.05 | 617
9999 | Brushes, sand paper etc | L.S. | 7.02 | 2
9999 | Sundries | L.S. | 8.06 | 2
Calculated W - SUM of the Amount column above
W as printed in the DAR |  |  |  |  | 940.43
Difference (calculated - printed)
SAY (Rs.) - final DAR rate as printed (fixed value, not computed) |  |  |  |  | 125.8
13.48A | Finishing walls with 100% Premium acrylic emulsion paint having VOC less than 50 gm/litre and UV resistance as per IS 15489:2004, Alkali & fungal resistance, dirt resistance exterior paint of required shade (Company Depot Tinted) with silicon additives.
13.48A.1 | New work (Two or more coats applied @ 1.43 litre/ 10 sqm. Over and including priming coat of exterior primer applied @ 0.90 litre/10 sqm.
Details of cost for 10 sqm ¦ Source: CivilDAR_2019_Vol_2.pdf, page 54
Code | Description | Unit | Quantity | Rate (Rs.) | Amount (Rs.) | Note
0836 | 100% Premium acrylic dirt resistance, Silicone additives exterior paint | litre | 1.43 | 270
0837 | Acrylic Exterior Primer | litre | 0.9 | 100
9977 | Carriage of material | L.S. | 1.56 | 2
0131 | Painter | day | 0.45 | 679
0101 | Bhisti | day | 0.45 | 617
9999 | Brushes, sand paper etc. | L.S. | 7.15 | 2
9999 | Sundries | L.S. | 8.06 | 2
Calculated W - SUM of the Amount column above
W as printed in the DAR |  |  |  |  | not printed | This item prints no W (rate table or sub-analysis).
SAY (Rs.) - final DAR rate as printed (fixed value, not computed) |  |  |  |  | 146.2
13.50 | Applying priming coat:
13.50.1 | With ready mixed pink or Grey primer of approved brand and manufacture on wood work (hard and soft wood)
Details of cost for 10 sqm ¦ Source: CivilDAR_2019_Vol_2.pdf, page 55
Code | Description | Unit | Quantity | Rate (Rs.) | Amount (Rs.) | Note
0823 | Pink primer (for wood) | litre | 0.75 | 105
9999 | Putty | L.S. | 2.73 | 2
9977 | Carriage | L.S. | 0.39 | 2
0131 | Painter | day | 0.25 | 679
0115 | Coolie | day | 0.25 | 558
9999 | Brushes, sand paper etc | L.S. | 5.33 | 2
9999 | Sundries | L.S. | 10.79 | 2
Calculated W - SUM of the Amount column above
W as printed in the DAR |  |  |  |  | 426.48
Difference (calculated - printed)
SAY (Rs.) - final DAR rate as printed (fixed value, not computed) |  |  |  |  | 57.05
13.50 | Applying priming coat:
13.50.2 | With ready mixed aluminium primer of approved brand and manufacture on resinous wood and plywood
Details of cost for 10 sqm ¦ Source: CivilDAR_2019_Vol_2.pdf, page 55
Code | Description | Unit | Quantity | Rate (Rs.) | Amount (Rs.) | Note
4201 | Aluminium primer | litre | 0.75 | 110
9999 | Putty | L.S. | 2.73 | 2
9977 | Carriage | L.S. | 0.39 | 2
0131 | Painter | day | 0.25 | 679
0115 | Coolie | day | 0.25 | 558
9999 | Brushes, sand paper etc | L.S. | 5.33 | 2
9999 | Sundries | L.S. | 10.79 | 2
Calculated W - SUM of the Amount column above
W as printed in the DAR |  |  |  |  | 430.23
Difference (calculated - printed)
SAY (Rs.) - final DAR rate as printed (fixed value, not computed) |  |  |  |  | 57.55
13.50 | Applying priming coat:
13.50.3 | With ready mixed red oxide zinc chromate primer of approved brand and manufacture on steel galvanised iron/ steel works
Details of cost for 10 sqm ¦ Source: CivilDAR_2019_Vol_2.pdf, page 56
Code | Description | Unit | Quantity | Rate (Rs.) | Amount (Rs.) | Note
4202 | Red oxide Zinc chromate primer | litre | 0.54 | 110
9977 | Carriage | L.S. | 0.52 | 2
0131 | Painter | day | 0.24 | 679
0115 | Coolie | day | 0.24 | 558
9999 | Brushes,sand paper including sundries | L.S. | 10.79 | 2
Calculated W - SUM of the Amount column above
W as printed in the DAR |  |  |  |  | 378.9
Difference (calculated - printed)
SAY (Rs.) - final DAR rate as printed (fixed value, not computed) |  |  |  |  | 50.7
13.50 | Applying priming coat:
13.50.4 | With ready mixed red oxide zinc chromate primer of approved brand and manufacture on steel work (second coat)
Details of cost for 10 sqm ¦ Source: CivilDAR_2019_Vol_2.pdf, page 56
Code | Description | Unit | Quantity | Rate (Rs.) | Amount (Rs.) | Note
4202 | Red oxide Zinc chromate primer | litre | 0.36 | 110
9977 | Carriage | L.S. | 0.39 | 2
0131 | Painter | day | 0.12 | 679
0115 | Coolie | day | 0.12 | 558
9999 | Brushes,sand paper including | L.S. | 7.15 | 2
Calculated W - SUM of the Amount column above
W as printed in the DAR |  |  |  |  | 203.12
Difference (calculated - printed)
SAY (Rs.) - final DAR rate as printed (fixed value, not computed) |  |  |  |  | 27.2
13.51 | Painting with silicon & acrylic emulsion based water thinnable sealer of approved brand and manufacture on wet or patchy portion of plastered surfaces :
13.51.1 | One coat
Details of cost for 10 sqm ¦ Source: CivilDAR_2019_Vol_2.pdf, page 57
Code | Description | Unit | Quantity | Rate (Rs.) | Amount (Rs.) | Note
0801 | Silicon and acrylic emulsion | litre | 1.8 | 130
9977 | Carriage of material | L.S. | 0.52 | 2
9999 | Putty etc | L.S. | 2.73 | 2
0131 | Painter | day | 0.27 | 679
0115 | Coolie | day | 0.27 | 558
9999 | Brushes, sand paper etc | L.S. | 5.33 | 2
9999 | Sundries | L.S. | 10.79 | 2
Calculated W - SUM of the Amount column above
W as printed in the DAR |  |  |  |  | 606.73
Difference (calculated - printed)
SAY (Rs.) - final DAR rate as printed (fixed value, not computed) |  |  |  |  | 81.2
13.51 | Painting with silicon & acrylic emulsion based water thinnable sealer of approved brand and manufacture on wet or patchy portion of plastered surfaces :
13.51.2 | Two coats
Details of cost for 10 sqm ¦ Source: CivilDAR_2019_Vol_2.pdf, page 58
Code | Description | Unit | Quantity | Rate (Rs.) | Amount (Rs.) | Note
0801 | Silicon and acrylic emulsion | litre | 2.88 | 130
9977 | Carriage of material | L.S. | 0.52 | 2
9999 | Putty etc | L.S. | 2.73 | 2
0131 | Painter | day | 0.43 | 679
0115 | Coolie | day | 0.43 | 558
9999 | Brushes, sand paper etc | L.S. | 8.53 | 2
9999 | Sundries | L.S. | 17.26 | 2
Calculated W - SUM of the Amount column above
W as printed in the DAR |  |  |  |  | 964.39
Difference (calculated - printed)
SAY (Rs.) - final DAR rate as printed (fixed value, not computed) |  |  |  |  | 129.05
13.52 | Finishing with Epoxy paint (two or more coats) at all locations prepared and applied as per manufacturer's specifications including appropriate priming coat, preparation of surface, etc. complete.
13.52.1 | On steel work
Details of cost for 10 sqm ¦ Source: CivilDAR_2019_Vol_2.pdf, page 58
Code | Description | Unit | Quantity | Rate (Rs.) | Amount (Rs.) | Note
4202 | Red oxide Zinc chromate primer | litre | 0.75 | 110
9999 | Putty | L.S. | 2.73 | 2
9977 | Carriage | L.S. | 0.39 | 2
0131 | Painter | day | 0.25 | 679
0115 | Coolie | day | 0.25 | 558
9999 | Brushes, sand paper etc | L.S. | 5.46 | 2
9999 | Sundries | L.S. | 10.66 | 2
7239 | Epoxy paint | litre | 1.25 | 230
9977 | Carriage of material | L.S. | 1.43 | 2
0131 | Painter | day | 0.54 | 679
0115 | Coolie | day | 0.54 | 558
9999 | Putty, brushes, sand paper etc | L.S. | 6.76 | 2
9999 | Sundries | L.S. | 8.06 | 2
Calculated W - SUM of the Amount column above
W as printed in the DAR |  |  |  |  | 1418.21
Difference (calculated - printed)
SAY (Rs.) - final DAR rate as printed (fixed value, not computed) |  |  |  |  | 189.75
13.52 | Finishing with Epoxy paint (two or more coats) at all locations prepared and applied as per manufacturer's specifications including appropriate priming coat, preparation of surface, etc. complete.
13.52.2 | On concrete work
Details of cost for 10 sqm ¦ Source: CivilDAR_2019_Vol_2.pdf, page 59
Code | Description | Unit | Quantity | Rate (Rs.) | Amount (Rs.) | Note
0821 | Distemper primer | litre | 0.84 | 70
9999 | Putty | L.S. | 13.52 | 2
9977 | Carriage | L.S. | 0.52 | 2
0131 | Painter | day | 0.25 | 679
0115 | Coolie | day | 0.25 | 558
9999 | Brushes, sand paper etc | L.S. | 2.73 | 2
9999 | Sundries | L.S. | 8.06 | 2
7239 | Epoxy paint | litre | 1.21 | 230
9999 | Materials for filling in holes and cracks | L.S. | 6.76 | 2
9977 | Carriage of material | L.S. | 1.43 | 2
0131 | Painter | day | 0.54 | 679
0115 | Coolie | day | 0.54 | 558
9999 | Putty, brushes, sand paper etc | L.S. | 10.79 | 2
9999 | Sundries | L.S. | 6.76 | 2
Calculated W - SUM of the Amount column above
W as printed in the DAR |  |  |  |  | 1415.47
Difference (calculated - printed)
SAY (Rs.) - final DAR rate as printed (fixed value, not computed) |  |  |  |  | 189.4
13.53 | Painting on G.S. sheet with synthetic enamel paint of approved brand and manufacture of required colour to give an even shade :
13.53.1 | New work (two or more coats) including a coat of approved steel primer but excluding a coat of mordant solution
Details of cost for 10 sqm ¦ Source: CivilDAR_2019_Vol_2.pdf, page 60
Code | Description | Unit | Quantity | Rate (Rs.) | Amount (Rs.) | Note
4202 | Red oxide Zinc chromate primer | litre | 0.36 | 110
9977 | Carriage | L.S. | 0.39 | 2
0131 | Painter | day | 0.12 | 679
0114 | Beldar | day | 0.12 | 558
9999 | Brushes, sand paper etc | L.S. | 7.15 | 2
0834 | Synthetic enamel paint in all shades except black or chocolate shade | litre | 0.8 | 160
9977 | Carriage | L.S. | 1.43 | 2
0131 | Painter | day | 0.54 | 679
0115 | Coolie | day | 0.54 | 558
9999 | Putty, brushes, sand paper etc | L.S. | 6.76 | 2
9999 | Sundries | L.S. | 8.06 | 2
Calculated W - SUM of the Amount column above
W as printed in the DAR |  |  |  |  | 1031.6
Difference (calculated - printed)
SAY (Rs.) - final DAR rate as printed (fixed value, not computed) |  |  |  |  | 138
13.54 | Applying a coat of mordant solution on G.S. sheet:
13.54.1 | With a solution of 38 gms of copper acetate in a litre of soft water
Details of cost for 25 sqm ¦ Source: CivilDAR_2019_Vol_2.pdf, page 61
Code | Description | Unit | Quantity | Rate (Rs.) | Amount (Rs.) | Note
4203 | Copper acetate | kilogram | 0.038 | 285
9999 | Soft Water | L.S. | 1.82 | 2
9977 | Carriage | L.S. | 0.91 | 2
0131 | Painter | day | 0.6 | 679
0115 | Coolie | day | 0.6 | 558
9999 | Brushes, sand paper etc | L.S. | 35.88 | 2
9999 | Sundries | L.S. | 35.88 | 2
Calculated W - SUM of the Amount column above
W as printed in the DAR |  |  |  |  | 902.01
Difference (calculated - printed)
SAY (Rs.) - final DAR rate as printed (fixed value, not computed) |  |  |  |  | 48.25
13.54 | Applying a coat of mordant solution on G.S. sheet:
13.54.2 | With a solution made of 13 gms of hydrochloric acid in a solution of 13 gms each of copper chloride, copper nitrate and ammonium chloride dissolved in a litre of soft water
Details of cost for 25 sqm ¦ Source: CivilDAR_2019_Vol_2.pdf, page 61
Code | Description | Unit | Quantity | Rate (Rs.) | Amount (Rs.) | Note
4204 | Hydrochloric acid | kilogram | 0.013 | 33
4205 | Copper chloride | kilogram | 0.013 | 270
4206 | Copper nitrate | kilogram | 0.013 | 210
4207 | Ammonium chloride | kilogram | 0.013 | 20
9999 | Soft Water | L.S. | 1.82 | 2
9977 | Carriage | L.S. | 0.91 | 2
0131 | Painter | day | 0.6 | 679
0115 | Coolie | day | 0.6 | 558
9999 | Brushes, sand paper etc | L.S. | 35.88 | 2
9999 | Sundries | L.S. | 35.88 | 2
Calculated W - SUM of the Amount column above
W as printed in the DAR |  |  |  |  | 898.11
Difference (calculated - printed)
SAY (Rs.) - final DAR rate as printed (fixed value, not computed) |  |  |  |  | 48.05
13.55 | Painting (two or more coats) on rain water, soil waste and vent pipes and fittings with black anticorrosive bitumastic paint of approved brand and manufacture, over and including a priming of ready mixed zinc chromate yellow primer on new work:
13.55.1 | 100 mm diameter pipes
Details of cost for 30 mtrs ¦ Source: CivilDAR_2019_Vol_2.pdf, page 62
Code | Description | Unit | Quantity | Rate (Rs.) | Amount (Rs.) | Note
4202 | Red oxide Zinc chromate primer | litre | 0.54 | 110
9977 | Carriage | L.S. | 0.52 | 2
0131 | Painter | day | 0.24 | 679
0115 | Coolie | day | 0.24 | 558
9999 | Brushes, sand paper etc | L.S. | 10.79 | 2
0828 | Anticorrosive bituminous paint (black) | litre | 0.95 | 100
9977 | Carriage | L.S. | 1.43 | 2
0131 | Painter | day | 0.54 | 679
0115 | Coolie | day | 0.54 | 558
9999 | Putty, sand paper etc | L.S. | 5.33 | 2
9999 | Sundries | L.S. | 8.06 | 2
9999 | Wire brushes for cleaning | L.S. | 5.33 | 2
9999 | Extra for delays | L.S. | 61.1 | 2
Calculated W - SUM of the Amount column above
W as printed in the DAR |  |  |  |  | 1304.38
Difference (calculated - printed)
SAY (Rs.) - final DAR rate as printed (fixed value, not computed) |  |  |  |  | 58.15
13.55 | Painting (two or more coats) on rain water, soil waste and vent pipes and fittings with black anticorrosive bitumastic paint of approved brand and manufacture, over and including a priming of ready mixed zinc chromate yellow primer on new work:
13.55.2 | 150 mm diameter pipes
Details of cost for 30 mtrs ¦ Source: CivilDAR_2019_Vol_2.pdf, page 63
Code | Description | Unit | Quantity | Rate (Rs.) | Amount (Rs.) | Note
4202 | Red oxide Zinc chromate primer | litre | 0.8 | 110
0131 | Painter | day | 0.36 | 679
0115 | Coolie | day | 0.36 | 558
9999 | Brushes, sand paper etc | L.S. | 15.99 | 2
9977 | Carriage | L.S. | 0.91 | 2
0828 | Anticorrosive bituminous paint (black) | litre | 1.41 | 100
9977 | Carriage | L.S. | 2.08 | 2
0131 | Painter | day | 0.8 | 679
0115 | Coolie | day | 0.8 | 558
9999 | Putty, sand paper etc | L.S. | 8.06 | 2
9999 | Sundries | L.S. | 11.96 | 2
9999 | Wire brushes for cleaning | L.S. | 7.15 | 2
9999 | Extra for delays | L.S. | 94.12 | 2
Calculated W - SUM of the Amount column above
W as printed in the DAR |  |  |  |  | 1944.46
Difference (calculated - printed)
SAY (Rs.) - final DAR rate as printed (fixed value, not computed) |  |  |  |  | 86.7
13.56 | Painting (two or more coats) on rain water, soil waste and vent pipes and fittings with synthetic enamel paint of approved brand and manufacture and required colour over a priming coat of approved steel primer on new work.
13.56.1 | 100 mm diameter pipes
Details of cost for 30 mtrs ¦ Source: CivilDAR_2019_Vol_2.pdf, page 64
Code | Description | Unit | Quantity | Rate (Rs.) | Amount (Rs.) | Note
4202 | Red oxide Zinc chromate primer | litre | 0.54 | 110
9977 | Carriage | L.S. | 0.52 | 2
0131 | Painter | day | 0.24 | 679
0115 | Coolie | day | 0.24 | 558
9999 | Sundries | L.S. | 10.79 | 2
0833 | Synthetic enamel paint in black or chocolate shade | litre | 1.16 | 170
9977 | Carriage | L.S. | 1.43 | 2
9999 | Putty, sand paper etc | L.S. | 5.33 | 2
0131 | Painter | day | 0.54 | 679
0115 | Coolie | day | 0.54 | 558
9999 | Sundries | L.S. | 6.76 | 2
9999 | Wire brushes for cleaning | L.S. | 11.96 | 2
9999 | Extra for delays | L.S. | 66.43 | 2
Calculated W - SUM of the Amount column above
W as printed in the DAR |  |  |  |  | 1427.9
Difference (calculated - printed)
SAY (Rs.) - final DAR rate as printed (fixed value, not computed) |  |  |  |  | 63.7
13.56 | Painting (two or more coats) on rain water, soil waste and vent pipes and fittings with synthetic enamel paint of approved brand and manufacture and required colour over a priming coat of approved steel primer on new work.
13.56.2 | 150 mm diameter pipes
Details of cost for 30 mtrs ¦ Source: CivilDAR_2019_Vol_2.pdf, page 64
Code | Description | Unit | Quantity | Rate (Rs.) | Amount (Rs.) | Note
4202 | Red oxide Zinc chromate primer | litre | 0.8 | 110
9977 | Carriage | L.S. | 0.65 | 2
0131 | Painter | day | 0.36 | 679
0115 | Coolie | day | 0.36 | 558
9999 | Sundries | L.S. | 15.99 | 2
0833 | Synthetic enamel paint in black or chocolate shade | litre | 1.72 | 170
9977 | Carriage | L.S. | 2.08 | 2
9999 | Putty, sand paper etc | L.S. | 7.93 | 2
0131 | Painter | day | 0.8 | 679
0115 | Coolie | day | 0.8 | 558
9999 | Sundries | L.S. | 10.01 | 2
9999 | Wire brushes for cleaning | L.S. | 17.81 | 2
9999 | Extra for delays | L.S. | 101.4 | 2
Calculated W - SUM of the Amount column above
W as printed in the DAR |  |  |  |  | 2127.06
Difference (calculated - printed)
SAY (Rs.) - final DAR rate as printed (fixed value, not computed) |  |  |  |  | 94.85
13.57 | Painting with oil type wood preservative of approved brand and manufacture :
13.57.1 | New work (two or more coats)
Details of cost for 10 sqm ¦ Source: CivilDAR_2019_Vol_2.pdf, page 65
Code | Description | Unit | Quantity | Rate (Rs.) | Amount (Rs.) | Note
0859 | Oil type wood preservative | litre | 1 | 130
9977 | Carriage of material | L.S. | 0.52 | 2
0131 | Painter | day | 0.15 | 679
0115 | Coolie | day | 0.15 | 558
9999 | Brushes etc | L.S. | 4.16 | 2
9999 | Sundries | L.S. | 3.9 | 2
Calculated W - SUM of the Amount column above
W as printed in the DAR |  |  |  |  | 332.71
Difference (calculated - printed)
SAY (Rs.) - final DAR rate as printed (fixed value, not computed) |  |  |  |  | 44.5
13.58 | Providing and applying two coats of fire retardant paint on cleaned wood / ply surface @ 3.5 sqm per litre per coat including preparation of base surface as per recommendations of manufacturer to make the surface fire retardant.
Details of cost for 10 sqm ¦ Source: CivilDAR_2019_Vol_2.pdf, page 66
Code | Description | Unit | Quantity | Rate (Rs.) | Amount (Rs.) | Note
7240 | Fire retardant paint | litre | 5.7 | 260
9977 | Carriage of material | L.S. | 1.43 | 2
0131 | Painter | day | 0.54 | 679
0114 | Beldar | day | 0.54 | 558
9999 | Putty, brushes, sand paper etc | L.S. | 6.76 | 2
9999 | Sundries | L.S. | 8.06 | 2
Calculated W - SUM of the Amount column above
W as printed in the DAR |  |  |  |  | 2182.48
Difference (calculated - printed)
SAY (Rs.) - final DAR rate as printed (fixed value, not computed) |  |  |  |  | 292
13.59 | Coal tarring two coats on new work using 0.16 Litre and 0.12 litre coal tar per sqm in the first coat and second coat respectively.
Details of cost for 10 sqm ¦ Source: CivilDAR_2019_Vol_2.pdf, page 66
Code | Description | Unit | Quantity | Rate (Rs.) | Amount (Rs.) | Note
9999 | Lime | L.S. | 1.43 | 2
0324 | Coal Tar | litre | 2.8 | 30
9977 | Carriage of material | L.S. | 1.43 | 2
0771 | Kerosene oil | litre | 0.5 | 50
0114 | Beldar | day | 0.43 | 558
9999 | Brushes etc | L.S. | 5.33 | 2
9999 | Sundries | L.S. | 5.33 | 2
Calculated W - SUM of the Amount column above
W as printed in the DAR |  |  |  |  | 375.98
Difference (calculated - printed)
SAY (Rs.) - final DAR rate as printed (fixed value, not computed) |  |  |  |  | 50.3
13.60 | Wall painting with acrylic emulsion paint of approved brand and manufacture to give an even shade :
13.60.1 | Two or more coats on new work
Details of cost for 10 sqm ¦ Source: CivilDAR_2019_Vol_2.pdf, page 67
Code | Description | Unit | Quantity | Rate (Rs.) | Amount (Rs.) | Note
0835 | Plastic emulsion paint | litre | 1.21 | 200
9999 | For filling holes and cracks with putty etc | L.S. | 6.76 | 2
9977 | Carriage of material | L.S. | 1.43 | 2
0131 | Painter | day | 0.54 | 679
0115 | Coolie | day | 0.54 | 558
9999 | Brushes, sand paper etc | L.S. | 10.79 | 2
9999 | Sundries | L.S. | 6.76 | 2
Calculated W - SUM of the Amount column above
W as printed in the DAR |  |  |  |  | 961.46
Difference (calculated - printed)
SAY (Rs.) - final DAR rate as printed (fixed value, not computed) |  |  |  |  | 128.65
13.61 | Painting with synthetic enamel paint of approved brand and manufacture to give an even shade :
13.61.1 | Two or more coats on new work
Details of cost for 10 sqm ¦ Source: CivilDAR_2019_Vol_2.pdf, page 67
Code | Description | Unit | Quantity | Rate (Rs.) | Amount (Rs.) | Note
0833 | Synthetic enamel paint in black or chocolate shade | litre | 1.16 | 170
9999 | For filling holes and cracks with putty etc | L.S. | 5.33 | 2
9977 | Carriage | L.S. | 1.43 | 2
0131 | Painter | day | 0.54 | 679
0115 | Coolie | day | 0.54 | 558
9999 | Brushes, sand paper etc | L.S. | 6.76 | 2
9999 | Sundries | L.S. | 8.06 | 2
Calculated W - SUM of the Amount column above
W as printed in the DAR |  |  |  |  | 908.34
Difference (calculated - printed)
SAY (Rs.) - final DAR rate as printed (fixed value, not computed) |  |  |  |  | 121.55
13.62 | Painting with synthetic enamel paint of approved brand and manufacture of required colour to give an even shade :
13.62.1 | Two or more coats on new work over an under coat of suitable shade with ordinary paint of approved brand and manufacture
Details of cost for 10 sqm ¦ Source: CivilDAR_2019_Vol_2.pdf, page 68
Code | Description | Unit | Quantity | Rate (Rs.) | Amount (Rs.) | Note
0823 | Pink primer (for wood) | litre | 0.75 | 105
9999 | Putty | L.S. | 2.73 | 2
9977 | Carriage | L.S. | 0.39 | 2
0131 | Painter | day | 0.25 | 679
0115 | Coolie | day | 0.25 | 558
9999 | Brushes, sand paper etc | L.S. | 5.33 | 2
9999 | Sundries | L.S. | 10.79 | 2
0833 | Synthetic enamel paint in black or chocolate shade | litre | 1.16 | 170
9977 | Carriage of paint and material | L.S. | 1.43 | 2
0131 | Painter | day | 0.54 | 679
0115 | Coolie | day | 0.54 | 558
9999 | Brushes, sand paper etc | L.S. | 6.76 | 2
9999 | Sundries | L.S. | 8.06 | 2
Calculated W - SUM of the Amount column above
W as printed in the DAR |  |  |  |  | 1324.16
Difference (calculated - printed)
SAY (Rs.) - final DAR rate as printed (fixed value, not computed) |  |  |  |  | 177.15
13.63 | Painting with aluminium paint of approved brand and manufacture to give an even shade .
13.63.1 | Two or more coats on new work
Details of cost for 10 sqm ¦ Source: CivilDAR_2019_Vol_2.pdf, page 68
Code | Description | Unit | Quantity | Rate (Rs.) | Amount (Rs.) | Note
0826 | Aluminium paint | litre | 0.8 | 150
9977 | Carriage of paint and material | L.S. | 1.43 | 2
9999 | Putty etc | L.S. | 5.33 | 2
0131 | Painter | day | 0.54 | 679
0115 | Coolie | day | 0.54 | 558
9999 | Brushes, sand paper etc | L.S. | 6.76 | 2
9999 | Sundries | L.S. | 11.96 | 2
Calculated W - SUM of the Amount column above
W as printed in the DAR |  |  |  |  | 838.94
Difference (calculated - printed)
SAY (Rs.) - final DAR rate as printed (fixed value, not computed) |  |  |  |  | 112.25
13.64 | Painting with acid proof paint of approved brand and manufacture of required colour to give an even shade :
13.64.1 | Two or more coats on new work
Details of cost for 10 sqm ¦ Source: CivilDAR_2019_Vol_2.pdf, page 69
Code | Description | Unit | Quantity | Rate (Rs.) | Amount (Rs.) | Note
0827 | Acid proof paint (chocolate or black) | litre | 1.16 | 225
9977 | Carriage of paint | L.S. | 1.43 | 2
9999 | Putty etc | L.S. | 5.33 | 2
0131 | Painter | day | 0.54 | 679
0115 | Coolie | day | 0.54 | 558
9999 | Brushes, sand paper etc | L.S. | 6.76 | 2
9999 | Sundries | L.S. | 8.06 | 2
Calculated W - SUM of the Amount column above
W as printed in the DAR |  |  |  |  | 972.14
Difference (calculated - printed)
SAY (Rs.) - final DAR rate as printed (fixed value, not computed) |  |  |  |  | 130.05
13.65 | Painting with black anti-corrosive bitumastic paint of approved brand and manufacture to give an even shade :
13.65.1 | Two or more coats on new work
Details of cost for 10 sqm ¦ Source: CivilDAR_2019_Vol_2.pdf, page 70
Code | Description | Unit | Quantity | Rate (Rs.) | Amount (Rs.) | Note
0828 | Anticorrosive bituminous paint (black) | litre | 0.95 | 100
9977 | Carriage | L.S. | 1.43 | 2
0131 | Painter | day | 0.54 | 679
0115 | Coolie | day | 0.54 | 558
9999 | Putty, brushes, sand paper etc | L.S. | 5.33 | 2
9999 | Sundries | L.S. | 8.06 | 2
Calculated W - SUM of the Amount column above
W as printed in the DAR |  |  |  |  | 792.62
Difference (calculated - printed)
SAY (Rs.) - final DAR rate as printed (fixed value, not computed) |  |  |  |  | 106.05
13.66 | Floor painting with floor enamel paint of approved brand and manufacture of required colour to give an even shade :
13.66.1 | Two or more coats on new work
Details of cost for 10 sqm ¦ Source: CivilDAR_2019_Vol_2.pdf, page 70
Code | Description | Unit | Quantity | Rate (Rs.) | Amount (Rs.) | Note
0831 | Floor enamel paint in all shades except green | litre | 1.48 | 250
9977 | Carriage | L.S. | 1.43 | 2
9999 | Putty etc | L.S. | 5.33 | 2
0131 | Painter | day | 0.54 | 679
0115 | Coolie | day | 0.54 | 558
9999 | Brushes, sand paper etc | L.S. | 6.76 | 2
9999 | Sundries | L.S. | 8.06 | 2
Calculated W - SUM of the Amount column above
W as printed in the DAR |  |  |  |  | 1081.14
Difference (calculated - printed)
SAY (Rs.) - final DAR rate as printed (fixed value, not computed) |  |  |  |  | 144.65
13.67 | Varnishing with varnish of approved brand and manufacture :
13.67.1 | Two or more coats of glue sizing with copal varnish over an under coat of flatting varnish
Details of cost for 10 sqm ¦ Source: CivilDAR_2019_Vol_2.pdf, page 71
Code | Description | Unit | Quantity | Rate (Rs.) | Amount (Rs.) | Note
0856 | Ordinary varnish | litre | 0.7 | 100
0763 | Glue | kilogram | 0.07 | 75
0857 | Superior copal varnish | litre | 1.16 | 115
9977 | Carriage | L.S. | 1.43 | 2
9999 | Putty for repair to holes etc | L.S. | 5.33 | 2
0131 | Painter | day | 0.9 | 679
0115 | Coolie | day | 0.9 | 558
9999 | Brushes, sand paper etc | L.S. | 6.76 | 2
9999 | Sundries | L.S. | 7.15 | 2
Calculated W - SUM of the Amount column above
W as printed in the DAR |  |  |  |  | 1363.29
Difference (calculated - printed)
SAY (Rs.) - final DAR rate as printed (fixed value, not computed) |  |  |  |  | 182.4
13.67 | Varnishing with varnish of approved brand and manufacture :
13.67.2 | Two or more coats glue sizing with spar varnish or an under coat of flatting varnish
Details of cost for 10 sqm ¦ Source: CivilDAR_2019_Vol_2.pdf, page 71
Code | Description | Unit | Quantity | Rate (Rs.) | Amount (Rs.) | Note
0856 | Ordinary varnish | litre | 0.7 | 100
0763 | Glue | kilogram | 0.07 | 75
0858 | Superior spar varnish | litre | 1.26 | 115
9977 | Carriage | L.S. | 1.43 | 2
9999 | Repair etc | L.S. | 2.73 | 2
0131 | Painter | day | 0.9 | 679
0115 | Coolie | day | 0.9 | 558
9999 | Brushes, sand paper etc | L.S. | 6.76 | 2
9999 | Sundries | L.S. | 7.15 | 2
Calculated W - SUM of the Amount column above
W as printed in the DAR |  |  |  |  | 1369.59
Difference (calculated - printed)
SAY (Rs.) - final DAR rate as printed (fixed value, not computed) |  |  |  |  | 183.25
13.68 | French spirit polishing :
13.68.1 | Two or more coats on new works including a coat of wood filler
Details of cost for 10 sqm ¦ Source: CivilDAR_2019_Vol_2.pdf, page 72
Code | Description | Unit | Quantity | Rate (Rs.) | Amount (Rs.) | Note
1000 | Spirit | litre | 1.63 | 48
9999 | Pigment | L.S. | 7.15 | 2
0999 | Shellac | kilogram | 0.24 | 300
9977 | Carriage of material | L.S. | 2.73 | 2
9999 | White woolen cloth, putty | L.S. | 16.12 | 2
9999 | Sand paper cotton etc | L.S. | 13.39 | 2
9999 | Lineseed oil | L.S. | 1.43 | 2
0131 | Painter | day | 3.5 | 679
9999 | Sundries | L.S. | 8.06 | 2
Calculated W - SUM of the Amount column above
W as printed in the DAR |  |  |  |  | 2624.5
Difference (calculated - printed)
SAY (Rs.) - final DAR rate as printed (fixed value, not computed) |  |  |  |  | 351.15
13.69 | Polishing on wood work with ready mixed wax polish of approved brand and manufacture :
13.69.1 | New work
Details of cost for 10 sqm ¦ Source: CivilDAR_2019_Vol_2.pdf, page 72
Code | Description | Unit | Quantity | Rate (Rs.) | Amount (Rs.) | Note
0855 | Wax polish (ready made) | kilogram | 0.5 | 230
9977 | Carriage | L.S. | 0.39 | 2
0131 | Painter | day | 0.8 | 679
0115 | Coolie | day | 0.8 | 558
9999 | Soap, brushes, cloth etc | L.S. | 4.16 | 2
9999 | Sundries | L.S. | 7.15 | 2
Calculated W - SUM of the Amount column above
W as printed in the DAR |  |  |  |  | 1128
Difference (calculated - printed)
SAY (Rs.) - final DAR rate as printed (fixed value, not computed) |  |  |  |  | 150.9
13.70 | Floor polishing on masonry or concrete floors with wax polish of approved brand and manufacture.
Details of cost for 10 sqm ¦ Source: CivilDAR_2019_Vol_2.pdf, page 73
Code | Description | Unit | Quantity | Rate (Rs.) | Amount (Rs.) | Note
0855 | Wax polish (ready made) | kilogram | 0.1 | 230
0131 | Painter | day | 0.4 | 679
0115 | Coolie | day | 0.4 | 558
9999 | Acetic acid soap, cloth etc | L.S. | 5.33 | 2
9988 | Sundries including Carriage | L.S. | 8.06 | 2
Calculated W - SUM of the Amount column above
W as printed in the DAR |  |  |  |  | 544.58
Difference (calculated - printed)
SAY (Rs.) - final DAR rate as printed (fixed value, not computed) |  |  |  |  | 72.85
13.71 | Lettering with black Japan paint of approved brand and manufacture
Details of cost for 100 letters ¦ Source: CivilDAR_2019_Vol_2.pdf, page 73
Code | Description | Unit | Quantity | Rate (Rs.) | Amount (Rs.) | Note
0829 | Black Japan paint | litre | 0.56 | 90
9977 | Carriage | L.S. | 0.91 | 2
0131 | Painter | day | 6 | 679
0115 | Coolie | day | 2 | 558
9999 | Painting brushes, turpentine, stencil etc | L.S. | 13.39 | 2
9999 | Sundries | L.S. | 8.06 | 2
Calculated W - SUM of the Amount column above
W as printed in the DAR |  |  |  |  | 5285.12
Difference (calculated - printed)
SAY (Rs.) - final DAR rate as printed (fixed value, not computed) |  |  |  |  | 4.7
13.72 | Washed stone grit plaster on exterior walls height upto 10 metre above ground level, in two layers, under layer 12 mm cement plaster 1:4 (1 cement : 4 coarse sand ), furrowing the under layer with scratching tool, applying cement slurry on the under layer @ 2 Kg of cement per square metre, top layer 15 mm cement plaster 1:1/ 2:2 (1 cement: 1/2 coarse sand : 2 stone chipping 10 mm nominal size), in panels with groove all around as per approved pattern, including scrubbing and washing the top layer with brushes and water to expose the stone chippings ,complete as per specification and direction of Engineer-in- charge (payment for providing grooves shall be made separately).
Details of cost for 10 sqm ¦ Source: CivilDAR_2019_Vol_2.pdf, page 74
Code | Description | Unit | Quantity | Rate (Rs.) | Amount (Rs.) | Note
3.9 | Rate as per item 3.9 - Cement mortar 1:4 (1 cement : 4 coarse sand) | cum | 0.144 | 4010.35
0155 | Mason (average) | day | 0.67 | 709
0114 | Beldar | day | 0.75 | 558
0101 | Bhisti | day | 0.92 | 617
9999 | Scaffolding | L.S. | 8.97 | 2
0367 | Portland Cement (OPC-43 grade) | tonne | 0.02 | 4940
2209 | Carriage of Cement | tonne | 0.02 | 92.24
0114 | Beldar | day | 0.25 | 558
2911 | Stone chippings/ screenings 10/ 11.2 mm nominal size | cum | 0.14 | 1150
2202 | Carriage of Stone aggregate below 40 mm nominal size | cum | 0.14 | 103.77
0982 | Coarse sand (zone III) | cum | 0.04 | 1350
2203 | Carriage of Coarse sand | cum | 0.04 | 103.77
0367 | Portland Cement (OPC-43 grade) | tonne | 0.1 | 4940
2209 | Carriage of Cement | tonne | 0.1 | 92.24
0114 | Beldar | day | 0.1 | 558
0101 | Bhisti | day | 0.05 | 617
9999 | Hire and running charges of mechanical mixer | L.S. | 4.29 | 2
9999 | Sundries | L.S. | 2.08 | 2
0123 | Mason (brick layer) 1st class | Day | 1.75 | 738
0114 | Beldar | Day | 1.75 | 558
0101 | Bhisti | Day | 0.3 | 617
9999 | Scaffolding | L.S. | 24.44 | 2
0123 | Mason (brick layer) 1st class | Day | 1 | 738
0115 | Coolie | Day | 0.5 | 558
9999 | Sundries soft brushes etc | L.S. | 25.22 | 2
Calculated W - SUM of the Amount column above
W as printed in the DAR |  |  |  |  | 6702.46
Difference (calculated - printed)
SAY (Rs.) - final DAR rate as printed (fixed value, not computed) |  |  |  |  | 896.75
13.73 | Forming groove of uniform size in the top layer of washed stone grit plaster as per approved pattern using wooden battens, nailed to the under layer, including removal of wooden battens, repair to the edges of panels and finishing the groove complete as per specifications and direction of the Engineer-in-charge :
13.73.1 | 15 mm wide and 15 mm deep groove
Details of cost for 30 mtrs ¦ Source: CivilDAR_2019_Vol_2.pdf, page 75
Code | Description | Unit | Quantity | Rate (Rs.) | Amount (Rs.) | Note
1198 | Second class kail wood in planks | 10 cudm | 0.148 | 260
9977 | Carriage of wood | L.S. | 0.39 | 2
0112 | Carpenter 2nd class | day | 0.15 | 679
0114 | Beldar | day | 0.15 | 558
9999 | Sundries | L.S. | 2.86 | 2
0123 | Mason (brick layer) 1st class | day | 0.7 | 738
0114 | Beldar | day | 0.7 | 558
9999 | Nails and cement mortar | L.S. | 71.76 | 2
Calculated W - SUM of the Amount column above
W as printed in the DAR |  |  |  |  | 1281.25
Difference (calculated - printed)
SAY (Rs.) - final DAR rate as printed (fixed value, not computed) |  |  |  |  | 57.15
13.73 | Forming groove of uniform size in the top layer of washed stone grit plaster as per approved pattern using wooden battens, nailed to the under layer, including removal of wooden battens, repair to the edges of panels and finishing the groove complete as per specifications and direction of the Engineer-in-charge :
13.73.2 | 20 mm wide and 15 mm deep groove
Details of cost for 30 mtrs ¦ Source: CivilDAR_2019_Vol_2.pdf, page 76
Code | Description | Unit | Quantity | Rate (Rs.) | Amount (Rs.) | Note
1198 | Second class kail wood in planks | 10 cudm | 0.198 | 260
9977 | Carriage of wood | L.S. | 0.52 | 2
0112 | Carpenter 2nd class | day | 0.15 | 679
0114 | Beldar | day | 0.15 | 558
9999 | Sundries | L.S. | 2.86 | 2
0123 | Mason (brick layer) 1st class | day | 0.7 | 738
0114 | Beldar | day | 0.7 | 558
9999 | Nails and cement mortar | L.S. | 71.76 | 2
Calculated W - SUM of the Amount column above
W as printed in the DAR |  |  |  |  | 1294.51
Difference (calculated - printed)
SAY (Rs.) - final DAR rate as printed (fixed value, not computed) |  |  |  |  | 57.75
13.74 | Extra for washed grit plaster on exterior walls of height more than 10 m from ground level for every additional height of 3 m or part thereof.
Details of cost for 10 sqm ¦ Source: CivilDAR_2019_Vol_2.pdf, page 77
Code | Description | Unit | Quantity | Rate (Rs.) | Amount (Rs.) | Note
9999 | Scaffolding | L.S. | 215.28 | 2
0123 | Mason (brick layer) 1st class | day | 0.3 | 738
0114 | Beldar | day | 0.3 | 558
0101 | Bhisti | day | 0.15 | 617
9999 | Sundries | L.S. | 28.6 | 2
Calculated W - SUM of the Amount column above
W as printed in the DAR |  |  |  |  | 969.11
Difference (calculated - printed)
SAY (Rs.) - final DAR rate as printed (fixed value, not computed) |  |  |  |  | 129.65
13.75 | Extra for washed stone grit plaster on circular work not exceeding 6 m in radius (in two coats).
Details of cost for 10 sqm ¦ Source: CivilDAR_2019_Vol_2.pdf, page 77
Code | Description | Unit | Quantity | Rate (Rs.) | Amount (Rs.) | Note
0123 | Mason (brick layer) 1st class | day | 0.5 | 738
0114 | Beldar | day | 0.5 | 558
9999 | Sundries | L.S. | 53.82 | 2
Calculated W - SUM of the Amount column above
W as printed in the DAR |  |  |  |  | 755.64
Difference (calculated - printed)
SAY (Rs.) - final DAR rate as printed (fixed value, not computed) |  |  |  |  | 101.1
13.76 | Forming groove of uniform size from 12x12 mm and upto 25x15 mm in the top layer of washed stone grit plastered surface as per approved pattern, including providing and fixing aluminum channels of appropriate size and thickness (not less than 2 mm), nailed to the under layer with rust proof screws and nails and finishing the groove complete as per specifications and direction of the Engineer-in-Charge.
Details of cost for 30 mtrs ¦ Source: CivilDAR_2019_Vol_2.pdf, page 78
Code | Description | Unit | Quantity | Rate (Rs.) | Amount (Rs.) | Note
7306 | Aluminium T or L sections | kilogram | 6.96 | 190
9977 | Carriage of timber | L.S. | 38.98 | 2
0117 | Assistant Fitter or 2nd class Fitter | day | 0.46 | 679
0114 | Beldar | day | 0.15 | 558
9999 | Sundries | L.S. | 2.86 | 2
9999 | Nails and cement mortar | L.S. | 71.76 | 2
Calculated W - SUM of the Amount column above
W as printed in the DAR |  |  |  |  | 1945.64
Difference (calculated - printed)
SAY (Rs.) - final DAR rate as printed (fixed value, not computed) |  |  |  |  | 86.75
13.77 | Extra for using white cement in place of ordinary cement in the top layer of the item of washed stone grit plaster.
Details of cost for 10 sqm ¦ Source: CivilDAR_2019_Vol_2.pdf, page 79
Code | Description | Unit | Quantity | Rate (Rs.) | Amount (Rs.) | Note
0368 | White Cement | tonne | 0.1 | 11200
0367 | Portland Cement (OPC-43 grade) | tonne | -0.1 | 4940
Calculated W - SUM of the Amount column above
W as printed in the DAR |  |  |  |  | 626
Difference (calculated - printed)
SAY (Rs.) - final DAR rate as printed (fixed value, not computed) |  |  |  |  | 83.75
13.78 | Providing and applying 12 mm thick (average) premixed formulated one coat gypsum lightweight plaster having additives and light weight aggregates as vermiculite/ perlite respectively conforming to IS: 2547 (Part - 1 & II) 1976, applied on hacked / uneven background such as bare brick/ block/ RCC work on walls & ceiling at all floors and locations, finished in smooth line and level etc. complete.
Details of cost for 10 sqm ¦ Source: CivilDAR_2019_Vol_2.pdf, page 79
Code | Description | Unit | Quantity | Rate (Rs.) | Amount (Rs.) | Note
0868 | Premixed super white gypsum plaster. | kg | 169.47 | 6
0155 | Mason (average) | day | 1.2 | 709
0115 | Coolie | day | 1.2 | 558
9999 | Scaffolding and sundries | L.S. | 12.61 | 2
Calculated W - SUM of the Amount column above
W as printed in the DAR |  |  |  |  | 2562.44
Difference (calculated - printed)
SAY (Rs.) - final DAR rate as printed (fixed value, not computed) |  |  |  |  | 342.85
13.79 | Extra for addition of synthetic Polyester triangular fibre of length 6 mm, effective diameter 10-40 microns and specific gravity of 1.34 to 1.40 in cement plaster/ mortar by using 125 gms. of synthetic Polyester triangular fibre for 50 Kgs. cement used in cement mortar as per directions of Engineer-in-Charge.
Details of cost for 1 nos ¦ Source: CivilDAR_2019_Vol_2.pdf, page 80
Code | Description | Unit | Quantity | Rate (Rs.) | Amount (Rs.) | Note
8733 | Synthetic ployster triangular fibre of length 6 mm, effective diameter 10-40 microns and specific gravity of 1.34 to 1.40 including labour for mixing | kg | 0.125 | 400
Calculated W - SUM of the Amount column above
W as printed in the DAR |  |  |  |  | 50
Difference (calculated - printed)
SAY (Rs.) - final DAR rate as printed (fixed value, not computed) |  |  |  |  | 66.9
13.80 | Providing and applying white cement based putty of average thickness 1 mm, of approved brand and manufacturer, over the plastered wall surface to prepare the surface even and smooth complete.
Details of cost for 10 sqm ¦ Source: CivilDAR_2019_Vol_2.pdf, page 80
Code | Description | Unit | Quantity | Rate (Rs.) | Amount (Rs.) | Note
0824 | Cement base wall care putty | kg | 14.58 | 13
9977 | Carriage | L.S. | 3.9 | 2
0122 | Mason (for plaster of paris work) 1st class | day | 0.45 | 738
0114 | Beldar | day | 0.45 | 558
9999 | Scaffolding and sundries | L.S. | 40 | 2
Calculated W - SUM of the Amount column above
W as printed in the DAR |  |  |  |  | 860.54
Difference (calculated - printed)
SAY (Rs.) - final DAR rate as printed (fixed value, not computed) |  |  |  |  | 115.15
13.81 | Distempering with 1st quality acrylic distemper, having VOC (Volatile Organic Compound ) content less than 50 grams/ litre, of approved brand and manufacture, including applying additional coats wherever required, to achieve even shade and colour.
13.81.1 | One coat
Details of cost for 10 sqm ¦ Source: CivilDAR_2019_Vol_2.pdf, page 81
Code | Description | Unit | Quantity | Rate (Rs.) | Amount (Rs.) | Note
0802 | Acrylic distemper 1st quality, having VOC content less than 50 gm/kg | Kg | 0.62 | 36
9999 | Brushes, putty etc. | L.S. | 0.52 | 2
9988 | Sundries including carriage | L.S. | 10.79 | 2
0131 | Painter | day | 0.33 | 679
0115 | Coolie | day | 0.17 | 558
9999 | Scaffolding and sundries | L.S. | 7.15 | 2
Calculated W - SUM of the Amount column above
W as printed in the DAR |  |  |  |  | 378.17
Difference (calculated - printed)
SAY (Rs.) - final DAR rate as printed (fixed value, not computed) |  |  |  |  | 50.6
13.81 | Distempering with 1st quality acrylic distemper, having VOC (Volatile Organic Compound ) content less than 50 grams/ litre, of approved brand and manufacture, including applying additional coats wherever required, to achieve even shade and colour.
13.81.2 | Two coats
Details of cost for 10 sqm ¦ Source: CivilDAR_2019_Vol_2.pdf, page 81
Code | Description | Unit | Quantity | Rate (Rs.) | Amount (Rs.) | Note
0802 | Acrylic distemper 1st quality, having VOC content less than 50 gm/kg | Kg | 0.99 | 36
9999 | Brushes, putty etc. | L.S. | 11.57 | 2
9988 | Sundries including carriage | L.S. | 4.42 | 2
0131 | Painter | day | 0.4 | 679
0115 | Coolie | day | 0.46 | 558
9999 | Scaffolding and sundries | L.S. | 8.06 | 2
Calculated W - SUM of the Amount column above
W as printed in the DAR |  |  |  |  | 612.02
Difference (calculated - printed)
SAY (Rs.) - final DAR rate as printed (fixed value, not computed) |  |  |  |  | 81.9
13.82 | Wall painting with acrylic emulsion paint, having VOC (Volatile Organic Compound ) content less than 50 grams/ litre, of approved brand and manufacture, including applying additional coats wherever required, to achieve even shade and colour.
13.82.1 | One coat
Details of cost for 10 sqm ¦ Source: CivilDAR_2019_Vol_2.pdf, page 82
Code | Description | Unit | Quantity | Rate (Rs.) | Amount (Rs.) | Note
0803 | Acrylic emulsion , having VOC content less than 50 gm/ltr | litre | 0.53 | 94
9999 | For filling holes and cracks with putty etc | L.S. | 0.52 | 2
9977 | Carriage of material | L.S. | 5.33 | 2
0131 | Painter | day | 0.36 | 679
0115 | Coolie | day | 0.36 | 558
9999 | Brushes, sand paper etc. | L.S. | 8.06 | 2
9999 | Sundries | L.S. | 6.76 | 2
Calculated W - SUM of the Amount column above
W as printed in the DAR |  |  |  |  | 536.48
Difference (calculated - printed)
SAY (Rs.) - final DAR rate as printed (fixed value, not computed) |  |  |  |  | 71.8
13.82 | Wall painting with acrylic emulsion paint, having VOC (Volatile Organic Compound ) content less than 50 grams/ litre, of approved brand and manufacture, including applying additional coats wherever required, to achieve even shade and colour.
13.82.2 | Two coats
Details of cost for 10 sqm ¦ Source: CivilDAR_2019_Vol_2.pdf, page 82
Code | Description | Unit | Quantity | Rate (Rs.) | Amount (Rs.) | Note
0803 | Acrylic emulsion , having VOC content less than 50 gm/ltr | litre | 0.84 | 94
9999 | For filling holes and cracks with putty etc | L.S. | 1.43 | 2
9977 | Carriage of material | L.S. | 6.76 | 2
0131 | Painter | day | 0.54 | 679
0115 | Coolie | day | 0.54 | 558
9999 | Brushes, sand paper etc. | L.S. | 10.79 | 2
9999 | Sundries | L.S. | 6.76 | 2
Calculated W - SUM of the Amount column above
W as printed in the DAR |  |  |  |  | 798.42
Difference (calculated - printed)
SAY (Rs.) - final DAR rate as printed (fixed value, not computed) |  |  |  |  | 106.8
13.83 | Wall painting with premium acrylic emulsion paint of interior grade, having VOC (Volatile Organic Compound ) content less than 50 grams/ litre of approved brand and manufacture, including applying additional coats wherever required to achieve even shade and colour.
13.83.1 | One coat
Details of cost for 10 sqm ¦ Source: CivilDAR_2019_Vol_2.pdf, page 83
Code | Description | Unit | Quantity | Rate (Rs.) | Amount (Rs.) | Note
0804 | Premium acrylic emulsion of interior grade, having VOC content less than 50 gm/ltr. | litre | 0.38 | 220
9999 | For filling holes and cracks with putty etc | L.S. | 0.52 | 2
9977 | Carriage of material | L.S. | 0.91 | 2
0131 | Painter | day | 0.36 | 679
0115 | Coolie | day | 0.36 | 558
9999 | Brushes, sand paper etc. | L.S. | 8.06 | 2
9999 | Sundries | L.S. | 6.76 | 2
Calculated W - SUM of the Amount column above
W as printed in the DAR |  |  |  |  | 561.42
Difference (calculated - printed)
SAY (Rs.) - final DAR rate as printed (fixed value, not computed) |  |  |  |  | 75.1
13.83 | Wall painting with premium acrylic emulsion paint of interior grade, having VOC (Volatile Organic Compound ) content less than 50 grams/ litre of approved brand and manufacture, including applying additional coats wherever required to achieve even shade and colour.
13.83.2 | Two coats
Details of cost for 10 sqm ¦ Source: CivilDAR_2019_Vol_2.pdf, page 83
Code | Description | Unit | Quantity | Rate (Rs.) | Amount (Rs.) | Note
0804 | Premium acrylic emulsion of interior grade, having VOC content less than 50 gm/ltr. | litre | 0.6 | 220
9999 | For filling holes and cracks with putty etc | L.S. | 1.43 | 2
9977 | Carriage of material | L.S. | 6.76 | 2
0131 | Painter | day | 0.54 | 679
0115 | Coolie | day | 0.54 | 558
9999 | Brushes, sand paper etc. | L.S. | 10.79 | 2
9999 | Sundries | L.S. | 6.76 | 2
Calculated W - SUM of the Amount column above
W as printed in the DAR |  |  |  |  | 851.46
Difference (calculated - printed)
SAY (Rs.) - final DAR rate as printed (fixed value, not computed) |  |  |  |  | 113.9
13.85 | Applying priming coats with primer of approved brand and manufacture, having low VOC (Volatile Organic Compound ) content.
13.85.1 | With ready mixed pink or grey primer on wood work (hard and soft wood) having VOC content less than 50 grams/ litre
Details of cost for 10 sqm ¦ Source: CivilDAR_2019_Vol_2.pdf, page 84
Code | Description | Unit | Quantity | Rate (Rs.) | Amount (Rs.) | Note
0806 | Ready mixed pink or grey primer on wood work (hard and soft wood) having VOC content less than 50 gms/lit. | litre | 0.75 | 105
9999 | Putty | L.S. | 2.73 | 2
9977 | Carriage of material | L.S. | 0.39 | 2
0131 | Painter | day | 0.25 | 679
0115 | Coolie | day | 0.25 | 558
9999 | Brushes, sand paper etc. | L.S. | 5.33 | 2
9999 | Sundries | L.S. | 10.79 | 2
Calculated W - SUM of the Amount column above
W as printed in the DAR |  |  |  |  | 426.48
Difference (calculated - printed)
SAY (Rs.) - final DAR rate as printed (fixed value, not computed) |  |  |  |  | 57.05
13.85 | Applying priming coats with primer of approved brand and manufacture, having low VOC (Volatile Organic Compound ) content.
13.85.3 | With water thinnable cement primer on wall surface having VOC content less than 50 grams/litre
Details of cost for 10 sqm ¦ Source: CivilDAR_2019_Vol_2.pdf, page 85
Code | Description | Unit | Quantity | Rate (Rs.) | Amount (Rs.) | Note
0808 | Water thinnable cement primer for interior wall surface, having VOC content less than 50 gms/lit. | litre | 0.7 | 50
9977 | Carriage of material | L.S. | 8.06 | 2
0131 | Painter | day | 0.4 | 679
0115 | Coolie | day | 0.2 | 558
9999 | Brushes, sand paper etc. | L.S. | 7.15 | 2
Calculated W - SUM of the Amount column above
W as printed in the DAR |  |  |  |  | 448.62
Difference (calculated - printed)
SAY (Rs.) - final DAR rate as printed (fixed value, not computed) |  |  |  |  | 60
13.86 | 6 mm plaster on cement concrete or reinforced cement concrete work with white cement based polymer modified self curing mortar of approved make as per the direction of Engineer-In-Charge.
Details of cost for 10 sqm ¦ Source: CivilDAR_2019_Vol_2.pdf, page 85
Code | Description | Unit | Quantity | Rate (Rs.) | Amount (Rs.) | Note
0772 | White cement based polymer modified self curing compound in powder form | kg | 46 | 15
9977 | Carriage of white cement based polymer modified self curing compound in powder form | L.S. | 7.8 | 2
0155 | Mason (average) | day | 0.51 | 709
0115 | Coolie | day | 0.75 | 558
9999 | Extra for removing burrs, cleaning with wire brushes and pock making with pointed tools etc. | L.S. | 13.39 | 2
9999 | Scaffolding and sunderies | L.S. | 11.7 | 2
Calculated W - SUM of the Amount column above
W as printed in the DAR |  |  |  |  | 1535.87
Difference (calculated - printed)
SAY (Rs.) - final DAR rate as printed (fixed value, not computed) |  |  |  |  | 205.5
13.87 | White washing with lime to give an even shade :
13.87.1 | Old work (two or more coats)
Details of cost for 10 sqm ¦ Source: CivilDAR_2019_Vol_2.pdf, page 86
Code | Description | Unit | Quantity | Rate (Rs.) | Amount (Rs.) | Note
0775 | Dehradun white lime | quintal | 0.02 | 600
9977 | Carriage of lime | L.S. | 0.52 | 2
0141 | White Washer | day | 0.11 | 617
0115 | Coolie | day | 0.06 | 558
9999 | Indigo gum etc | L.S. | 2.73 | 2
9999 | Sundries ladders etc | L.S. | 2.73 | 2
Calculated W - SUM of the Amount column above
W as printed in the DAR |  |  |  |  | 125.31
Difference (calculated - printed)
SAY (Rs.) - final DAR rate as printed (fixed value, not computed) |  |  |  |  | 16.75
13.87 | White washing with lime to give an even shade :
13.87.2 | Old work (one or more coats)
Details of cost for 10 sqm ¦ Source: CivilDAR_2019_Vol_2.pdf, page 86
Code | Description | Unit | Quantity | Rate (Rs.) | Amount (Rs.) | Note
0775 | Dehradun white lime | quintal | 0.01 | 600
9977 | Carriage of lime | L.S. | 0.52 | 2
0141 | White Washer | day | 0.07 | 617
0115 | Coolie | day | 0.03 | 558
9999 | Indigo gum etc | L.S. | 2.08 | 2
9999 | Sundries ladders etc | L.S. | 2.73 | 2
Calculated W - SUM of the Amount column above
W as printed in the DAR |  |  |  |  | 76.59
Difference (calculated - printed)
SAY (Rs.) - final DAR rate as printed (fixed value, not computed) |  |  |  |  | 10.25
13.88 | Removing white or colour wash by scrapping and sand papering and preparing the surface smooth including necessary repairs to scratches etc. complete
Details of cost for 10 sqm ¦ Source: CivilDAR_2019_Vol_2.pdf, page 87
Code | Description | Unit | Quantity | Rate (Rs.) | Amount (Rs.) | Note
0114 | Beldar | day | 0.09 | 558
0115 | Coolie | day | 0.04 | 558
0101 | Bhisti | day | 0.04 | 617
9999 | Sundries such as sand paper and scrapper | L.S. | 2.73 | 2
9999 | Repair to scraches | L.S. | 1.82 | 2
Calculated W - SUM of the Amount column above
W as printed in the DAR |  |  |  |  | 106.32
Difference (calculated - printed)
SAY (Rs.) - final DAR rate as printed (fixed value, not computed) |  |  |  |  | 14.2
13.89 | Distempering with dry distemper of approved brand and manufacture (one or more coats) and of required shade on old work to give an even shade.
Details of cost for 10 sqm ¦ Source: CivilDAR_2019_Vol_2.pdf, page 88
Code | Description | Unit | Quantity | Rate (Rs.) | Amount (Rs.) | Note
0815 | Dry distemper | kilogram | 1 | 30
9977 | Carriage of distemper | L.S. | 0.91 | 2
9999 | Brushes, sand-paper etc. | L.S. | 5.33 | 2
0131 | Painter | day | 0.33 | 679
0115 | Coolie | day | 0.17 | 558
9999 | Sundries | L.S. | 4.42 | 2
Calculated W - SUM of the Amount column above
W as printed in the DAR |  |  |  |  | 370.25
Difference (calculated - printed)
SAY (Rs.) - final DAR rate as printed (fixed value, not computed) |  |  |  |  | 49.55
13.90 | Distempering with 1st quality acrylic distember (Ready mix) having VOC content less than 50 grams/ litre of approved brand and manufacture to give an even shade :
13.90.1 | Old work (one or more coats)
Details of cost for 10 sqm ¦ Source: CivilDAR_2019_Vol_2.pdf, page 88
Code | Description | Unit | Quantity | Rate (Rs.) | Amount (Rs.) | Note
0816 | Ist quality Acrylic distemper (Ready mix) having VOC content less than 50 grams/ litre | kilogram | 1 | 50
9999 | Brushes, putty etc. | L.S. | 0.52 | 2
9988 | Sundries including carriage | L.S. | 10.79 | 2
0131 | Painter | day | 0.33 | 679
0115 | Coolie | day | 0.17 | 558
9999 | Sundries | L.S. | 7.15 | 2
Calculated W - SUM of the Amount column above
W as printed in the DAR |  |  |  |  | 405.85
Difference (calculated - printed)
SAY (Rs.) - final DAR rate as printed (fixed value, not computed) |  |  |  |  | 54.3
13.91 | Removing dry or oil bound distemper, water proofing cement paint and the like by scrapping, sand papering and preparing the surface smooth including necessary repairs to scratches etc. complete.
Details of cost for 10 sqm ¦ Source: CivilDAR_2019_Vol_2.pdf, page 89
Code | Description | Unit | Quantity | Rate (Rs.) | Amount (Rs.) | Note
0114 | Beldar | day | 0.11 | 558
0115 | Coolie | day | 0.05 | 558
0101 | Bhisti | day | 0.05 | 617
9999 | Scrapper, sand paper etc. | L.S. | 6.24 | 2
9999 | Sundries including mortar to repair the surface | L.S. | 1.82 | 2
Calculated W - SUM of the Amount column above
W as printed in the DAR |  |  |  |  | 136.25
Difference (calculated - printed)
SAY (Rs.) - final DAR rate as printed (fixed value, not computed) |  |  |  |  | 18.25
13.92 | Painting on G.S. sheet with synthetic enamel paint of approved brand and manufacture of required colour to give an even shade :
13.92.1 | Old work (one or more coats)
Details of cost for 10 sqm ¦ Source: CivilDAR_2019_Vol_2.pdf, page 89
Code | Description | Unit | Quantity | Rate (Rs.) | Amount (Rs.) | Note
0845 | Roofing paint for iron sheets in red colour | litre | 0.46 | 120
9977 | Carriage | L.S. | 0.52 | 2
0131 | Painter | day | 0.36 | 679
0115 | Coolie | day | 0.36 | 558
9999 | Putty, brushes sand paper etc. | L.S. | 6.76 | 2
9999 | Sundries | L.S. | 8.06 | 2
Calculated W - SUM of the Amount column above
W as printed in the DAR |  |  |  |  | 531.2
Difference (calculated - printed)
SAY (Rs.) - final DAR rate as printed (fixed value, not computed) |  |  |  |  | 71.05
13.93 | Painting (two or more coats) on rain water, soil, waste and vent pipes and fittings with black anticorrosive bitumastic paint of approved brand and manufacture over and including a priming coat of ready mixed zinc chromate yellow primer on new work :
13.93.1 | 75 mm diameter pipes
Details of cost for 30 metres ¦ Source: CivilDAR_2019_Vol_2.pdf, page 90
Code | Description | Unit | Quantity | Rate (Rs.) | Amount (Rs.) | Note
4202 | Red oxide Zinc chromate primer | litre | 0.41 | 110
9977 | Carraige | L.S. | 0.39 | 2
0131 | Painter | day | 0.18 | 679
0115 | Coolie | day | 0.18 | 558
9999 | Brushes, sand paper etc | L.S. | 8.19 | 2
0828 | Anticorrosive bituminous paint (black) | litre | 0.73 | 100
9977 | Carraige | L.S. | 1.04 | 2
0131 | Painter | day | 0.41 | 679
0115 | Coolie | day | 0.41 | 558
9999 | Putty, sand paper etc | L.S. | 4.16 | 2
9999 | Sundries | L.S. | 6.24 | 2
9999 | Wire brushes for cleaning | L.S. | 4.42 | 2
9999 | Extra for delays | L.S. | 40.3 | 2
Calculated W - SUM of the Amount column above
W as printed in the DAR |  |  |  |  | 977.41
Difference (calculated - printed)
SAY (Rs.) - final DAR rate as printed (fixed value, not computed) |  |  |  |  | 43.6
13.94 | Painting (one or more coats) on rain water, soil waste and vent pipes and fittings with black anticorrosive bitumastic paint of approved brand and manufacture on old work :
13.94.1 | 75 mm diameter pipes
Details of cost for 30 metres ¦ Source: CivilDAR_2019_Vol_2.pdf, page 90
Code | Description | Unit | Quantity | Rate (Rs.) | Amount (Rs.) | Note
0828 | Anticorrosive bituminous paint (black) | litre | 0.43 | 100
9977 | Carriage | L.S. | 0.39 | 2
0131 | Painter | day | 0.27 | 679
0115 | Coolie | day | 0.27 | 558
9999 | Putty, sand paper etc | L.S. | 4.16 | 2
9999 | Sundries | L.S. | 6.24 | 2
9999 | Wire brushes for cleaning | L.S. | 4.42 | 2
9999 | Extra for delays | L.S. | 26.91 | 2
Calculated W - SUM of the Amount column above
W as printed in the DAR |  |  |  |  | 461.23
Difference (calculated - printed)
SAY (Rs.) - final DAR rate as printed (fixed value, not computed) |  |  |  |  | 20.55
13.94 | Painting (one or more coats) on rain water, soil waste and vent pipes and fittings with black anticorrosive bitumastic paint of approved brand and manufacture on old work :
13.94.2 | 100 mm diameter pipes
Details of cost for 30 metres ¦ Source: CivilDAR_2019_Vol_2.pdf, page 91
Code | Description | Unit | Quantity | Rate (Rs.) | Amount (Rs.) | Note
0828 | Anticorrosive bituminous paint (black) | litre | 0.57 | 100
9977 | Carriage | L.S. | 0.52 | 2
0131 | Painter | day | 0.36 | 679
0115 | Coolie | day | 0.36 | 558
9999 | Putty, sand paper brushes etc. | L.S. | 5.33 | 2
9999 | Sundries | L.S. | 8.06 | 2
9999 | Wire brushes for cleaning | L.S. | 5.33 | 2
9999 | Extra for delay | L.S. | 34.06 | 2
Calculated W - SUM of the Amount column above
W as printed in the DAR |  |  |  |  | 608.92
Difference (calculated - printed)
SAY (Rs.) - final DAR rate as printed (fixed value, not computed) |  |  |  |  | 27.15
13.94 | Painting (one or more coats) on rain water, soil waste and vent pipes and fittings with black anticorrosive bitumastic paint of approved brand and manufacture on old work :
13.94.3 | 150 mm diameter pipes
Details of cost for 30 metres ¦ Source: CivilDAR_2019_Vol_2.pdf, page 91
Code | Description | Unit | Quantity | Rate (Rs.) | Amount (Rs.) | Note
0828 | Anticorrosive bituminous paint (black) | litre | 0.85 | 100
9977 | Carriage | L.S. | 0.65 | 2
0131 | Painter | day | 0.53 | 679
0115 | Coolie | day | 0.53 | 558
9999 | Putty, sand paper brushes etc. | L.S. | 8.06 | 2
9999 | Sundries | L.S. | 11.96 | 2
9999 | Wire brushes for cleaning | L.S. | 7.14 | 2
9999 | Extra for delay | L.S. | 40.3 | 2
Calculated W - SUM of the Amount column above
W as printed in the DAR |  |  |  |  | 876.83
Difference (calculated - printed)
SAY (Rs.) - final DAR rate as printed (fixed value, not computed) |  |  |  |  | 39.1
13.95 | Painting (two or more coats) on rain water, soil waste and vent pipes and fittings with aluminium paint of approved brand and manufacture over a priming coat of ready mixed zinc chromate yellow primer on new work :
13.95.1 | 75 mm diameter pipes
Details of cost for 30 metres ¦ Source: CivilDAR_2019_Vol_2.pdf, page 92
Code | Description | Unit | Quantity | Rate (Rs.) | Amount (Rs.) | Note
4202 | Red oxide Zinc chromate primer | litre | 0.41 | 110
9977 | Carriage | L.S. | 0.39 | 2
0131 | Painter | day | 0.18 | 679
0115 | Coolie | day | 0.18 | 558
9999 | Sundries | L.S. | 8.19 | 2
0826 | Aluminium paint | litre | 0.61 | 150
9977 | Carriage | L.S. | 1.04 | 2
9999 | Putty, sand paper etc | L.S. | 4.16 | 2
0131 | Painter | day | 0.41 | 679
0115 | Coolie | day | 0.41 | 558
9999 | Sundries | L.S. | 5.2 | 2
9999 | Wire brushes for cleaning | L.S. | 9.1 | 2
9999 | Extra for delays | L.S. | 44.85 | 2
Calculated W - SUM of the Amount column above
W as printed in the DAR |  |  |  |  | 1012.29
Difference (calculated - printed)
SAY (Rs.) - final DAR rate as printed (fixed value, not computed) |  |  |  |  | 45.15
13.95 | Painting (two or more coats) on rain water, soil waste and vent pipes and fittings with aluminium paint of approved brand and manufacture over a priming coat of ready mixed zinc chromate yellow primer on new work :
13.95.2 | 100 mm diameter pipes
Details of cost for 30 metres ¦ Source: CivilDAR_2019_Vol_2.pdf, page 93
Code | Description | Unit | Quantity | Rate (Rs.) | Amount (Rs.) | Note
4202 | Red oxide Zinc chromate primer | litre | 0.54 | 110
9977 | Carriage | L.S. | 0.52 | 2
0131 | Painter | day | 0.24 | 679
0115 | Coolie | day | 0.24 | 558
9999 | Sundries | L.S. | 10.79 | 2
0826 | Aluminium paint | litre | 1.16 | 150
9977 | Carriage | L.S. | 1.43 | 2
9999 | Putty, sand paper etc | L.S. | 5.33 | 2
0131 | Painter | day | 0.54 | 679
0115 | Coolie | day | 0.54 | 558
9999 | Sundries | L.S. | 6.76 | 2
9999 | Wire brushes for cleaning | L.S. | 11.96 | 2
9999 | Extra for delays | L.S. | 66.43 | 2
Calculated W - SUM of the Amount column above
W as printed in the DAR |  |  |  |  | 1404.7
Difference (calculated - printed)
SAY (Rs.) - final DAR rate as printed (fixed value, not computed) |  |  |  |  | 62.65
13.95 | Painting (two or more coats) on rain water, soil waste and vent pipes and fittings with aluminium paint of approved brand and manufacture over a priming coat of ready mixed zinc chromate yellow primer on new work :
13.95.3 | 150 mm diameter pipes
Details of cost for 30 metres ¦ Source: CivilDAR_2019_Vol_2.pdf, page 94
Code | Description | Unit | Quantity | Rate (Rs.) | Amount (Rs.) | Note
4202 | Red oxide Zinc chromate primer | litre | 0.8 | 110
9977 | Carriage | L.S. | 0.65 | 2
0131 | Painter | Day | 0.36 | 679
0115 | Coolie | Day | 0.36 | 558
9999 | Sundries | L.S. | 15.99 | 2
0826 | Aluminium paint | litre | 1.72 | 150
9977 | Carriage | L.S. | 2.08 | 2
9999 | Putty, sand paper etc | L.S. | 7.93 | 2
0131 | Painter | day | 0.8 | 679
0115 | Coolie | day | 0.8 | 558
9999 | Sundries | L.S. | 10.01 | 2
9999 | Wire brushes for cleaning | L.S. | 17.81 | 2
9999 | Extra for delays | L.S. | 101.4 | 2
Calculated W - SUM of the Amount column above
W as printed in the DAR |  |  |  |  | 2092.66
Difference (calculated - printed)
SAY (Rs.) - final DAR rate as printed (fixed value, not computed) |  |  |  |  | 93.35
13.96 | Painting (one or more coats) on rain water, soil waste and vent pipes and fittings with synthetic enamel paint of approved brand and manufacture and required colour on old work :
13.96.1 | 75 mm diameter pipes
Details of cost for 30 metres ¦ Source: CivilDAR_2019_Vol_2.pdf, page 94
Code | Description | Unit | Quantity | Rate (Rs.) | Amount (Rs.) | Note
0826 | Aluminium paint | litre | 0.35 | 150
9999 | Putty, sand paper etc. | L.S. | 0.39 | 2
9977 | Carriage | L.S. | 2.08 | 2
0131 | Painter | day | 0.28 | 679
0115 | Coolie | day | 0.28 | 558
9999 | Putty, sand paper brushes etc. | L.S. | 4.16 | 2
9999 | Sundries | L.S. | 6.24 | 2
9999 | Wire brushes for cleaning | L.S. | 4.42 | 2
9999 | Extra for delay | L.S. | 26.91 | 2
Calculated W - SUM of the Amount column above
W as printed in the DAR |  |  |  |  | 487.26
Difference (calculated - printed)
SAY (Rs.) - final DAR rate as printed (fixed value, not computed) |  |  |  |  | 21.75
13.96 | Painting (one or more coats) on rain water, soil waste and vent pipes and fittings with synthetic enamel paint of approved brand and manufacture and required colour on old work :
13.96.2 | 100 mm diameter pipes
Details of cost for 30 metres ¦ Source: CivilDAR_2019_Vol_2.pdf, page 95
Code | Description | Unit | Quantity | Rate (Rs.) | Amount (Rs.) | Note
0826 | Aluminium paint | litre | 0.46 | 150
9999 | Putty, sand paper etc. | L.S. | 0.52 | 2
9977 | Carriage | L.S. | 2.73 | 2
0131 | Painter | day | 0.36 | 679
0115 | Coolie | day | 0.36 | 558
9999 | Putty, sand paper brushes etc. | L.S. | 5.33 | 2
9999 | Sundries | L.S. | 8.06 | 2
9999 | Wire brushes for cleaning | L.S. | 5.33 | 2
9999 | Extra for delay | L.S. | 34.06 | 2
Calculated W - SUM of the Amount column above
W as printed in the DAR |  |  |  |  | 626.38
Difference (calculated - printed)
SAY (Rs.) - final DAR rate as printed (fixed value, not computed) |  |  |  |  | 27.95
13.96 | Painting (one or more coats) on rain water, soil waste and vent pipes and fittings with synthetic enamel paint of approved brand and manufacture and required colour on old work :
13.96.3 | 150 mm diameter pipes
Details of cost for 30 metres ¦ Source: CivilDAR_2019_Vol_2.pdf, page 96
Code | Description | Unit | Quantity | Rate (Rs.) | Amount (Rs.) | Note
0826 | Aluminium paint | litre | 0.68 | 150
9999 | Putty, sand paper etc. | L.S. | 0.65 | 2
9977 | Carriage | L.S. | 3.9 | 2
0131 | Painter | day | 0.53 | 679
0115 | Coolie | day | 0.53 | 558
9999 | Putty, sand paper brushes etc. | L.S. | 7.93 | 2
9999 | Sundries | L.S. | 11.96 | 2
9999 | Wire brushes for cleaning | L.S. | 7.15 | 2
9999 | Extra for delay | L.S. | 40.3 | 2
Calculated W - SUM of the Amount column above
W as printed in the DAR |  |  |  |  | 901.39
Difference (calculated - printed)
SAY (Rs.) - final DAR rate as printed (fixed value, not computed) |  |  |  |  | 40.2
13.97 | Painting with oil type wood preservative of approved brand and manufacture:
13.97.1 | Old work (one or more coats)
Details of cost for 10 sqm ¦ Source: CivilDAR_2019_Vol_2.pdf, page 96
Code | Description | Unit | Quantity | Rate (Rs.) | Amount (Rs.) | Note
0859 | Oil type wood preservative | litre | 0.81 | 130
9977 | Carriage of material | L.S. | 0.52 | 2
0131 | Painter | day | 0.11 | 679
0115 | Coolie | day | 0.11 | 558
9999 | Brushes etc | L.S. | 2.73 | 2
9999 | Sundries | L.S. | 2.73 | 2
Calculated W - SUM of the Amount column above
W as printed in the DAR |  |  |  |  | 253.33
Difference (calculated - printed)
SAY (Rs.) - final DAR rate as printed (fixed value, not computed) |  |  |  |  | 33.9
13.98 | Wall painting with plastic emulsion paint of approved brand and manufacture to give an even shade:
13.98.1 | One or more coats on old work
Details of cost for 10 sqm ¦ Source: CivilDAR_2019_Vol_2.pdf, page 97
Code | Description | Unit | Quantity | Rate (Rs.) | Amount (Rs.) | Note
0835 | Plastic emulsion paint | litre | 0.73 | 200
9999 | Material for filling holes and cracks (putty etc.) | L.S. | 0.52 | 2
9977 | Carriage of material | L.S. | 5.33 | 2
0131 | Painter | day | 0.36 | 679
0115 | Coolie | day | 0.36 | 558
9999 | Brushes, sand paper etc | L.S. | 8.06 | 2
9999 | Sundries | L.S. | 6.76 | 2
Calculated W - SUM of the Amount column above
W as printed in the DAR |  |  |  |  | 632.66
Difference (calculated - printed)
SAY (Rs.) - final DAR rate as printed (fixed value, not computed) |  |  |  |  | 84.65
13.99 | Painting with synthetic enamel paint of approved brand and manufacture of required colour to give an even shade :
13.99.1 | One or more coats on old work
Details of cost for 10 sqm ¦ Source: CivilDAR_2019_Vol_2.pdf, page 97
Code | Description | Unit | Quantity | Rate (Rs.) | Amount (Rs.) | Note
0833 | Synthetic enamel paint in black or chocolate shade | litre | 0.7 | 170
9977 | Carriage of paint and materials | L.S. | 0.52 | 2
0131 | Painter | day | 0.36 | 679
0115 | Coolie | day | 0.36 | 558
9999 | Putty | L.S. | 2.73 | 2
9999 | Brushes sand paper etc. | L.S. | 5.33 | 2
9999 | Sundries | L.S. | 8.06 | 2
Calculated W - SUM of the Amount column above
W as printed in the DAR |  |  |  |  | 597.6
Difference (calculated - printed)
SAY (Rs.) - final DAR rate as printed (fixed value, not computed) |  |  |  |  | 79.95
13.100 | Painting with aluminium paint of approved brand and manufacture to give an even shade:
13.100.1 | One or more coats on old work
Details of cost for 10 sqm ¦ Source: CivilDAR_2019_Vol_2.pdf, page 98
Code | Description | Unit | Quantity | Rate (Rs.) | Amount (Rs.) | Note
0826 | Aluminium paint | litre | 0.46 | 150
9977 | Carriage of paint and material | L.S. | 0.52 | 2
9999 | Putty etc | L.S. | 2.73 | 2
0131 | Painter | day | 0.36 | 679
0115 | Coolie | day | 0.36 | 558
9999 | Brushes, sand paper etc | L.S. | 5.33 | 2
9999 | Sundries | L.S. | 8.06 | 2
Calculated W - SUM of the Amount column above
W as printed in the DAR |  |  |  |  | 547.6
Difference (calculated - printed)
SAY (Rs.) - final DAR rate as printed (fixed value, not computed) |  |  |  |  | 73.25
13.101 | Painting with acid proof paint of approved brand and manufacture of required colour to give an even shade :
13.101.1 | One or more coats on old work
Details of cost for 10 sqm ¦ Source: CivilDAR_2019_Vol_2.pdf, page 98
Code | Description | Unit | Quantity | Rate (Rs.) | Amount (Rs.) | Note
0827 | Acid proof paint (chocolate or black) | litre | 0.7 | 225
9977 | Carriage of paint | L.S. | 0.52 | 2
9999 | Putty etc | L.S. | 2.73 | 2
0131 | Painter | day | 0.36 | 679
0115 | Coolie | day | 0.36 | 558
9999 | Brushes, sand paper etc | L.S. | 5.33 | 2
9999 | Sundries | L.S. | 8.06 | 2
Calculated W - SUM of the Amount column above
W as printed in the DAR |  |  |  |  | 636.1
Difference (calculated - printed)
SAY (Rs.) - final DAR rate as printed (fixed value, not computed) |  |  |  |  | 85.1
13.102 | Painting with black anti-corrosive bitumastic paint of approved brand and manufacture to give an even shade :
13.102.1 | One or more coats on old work
Details of cost for 10 sqm ¦ Source: CivilDAR_2019_Vol_2.pdf, page 99
Code | Description | Unit | Quantity | Rate (Rs.) | Amount (Rs.) | Note
0828 | Anticorrosive bituminous paint (black) | litre | 0.57 | 100
9977 | Carriage | L.S. | 0.52 | 2
0131 | Painter | day | 0.36 | 679
0115 | Coolie | day | 0.36 | 558
9999 | Putty, brushes, sand paper etc | L.S. | 5.33 | 2
9999 | Sundries | L.S. | 8.06 | 2
Calculated W - SUM of the Amount column above
W as printed in the DAR |  |  |  |  | 530.14
Difference (calculated - printed)
SAY (Rs.) - final DAR rate as printed (fixed value, not computed) |  |  |  |  | 70.95
13.103 | French spirit polishing :
13.103.1 | One or more coats on old work
Details of cost for 10 sqm ¦ Source: CivilDAR_2019_Vol_2.pdf, page 99
Code | Description | Unit | Quantity | Rate (Rs.) | Amount (Rs.) | Note
1000 | Spirit | litre | 0.98 | 48
0999 | Shellac | kilogram | 0.13 | 300
9977 | Carriage of materials | L.S. | 0.91 | 2
9999 | Turpentine oil sand paper cotton/woolen cloth putty etc. | L.S. | 10.79 | 2
9999 | Linseed oil | L.S. | 0.52 | 2
0131 | Painter | day | 1.76 | 679
9999 | Sundries | L.S. | 8.06 | 2
Calculated W - SUM of the Amount column above
W as printed in the DAR |  |  |  |  | 1321.64
Difference (calculated - printed)
SAY (Rs.) - final DAR rate as printed (fixed value, not computed) |  |  |  |  | 176.85
13.104 | Polishing on wood work with ready made wax polish of approved brand and manufacture :
13.104.1 | Old work
Details of cost for 10 sqm ¦ Source: CivilDAR_2019_Vol_2.pdf, page 100
Code | Description | Unit | Quantity | Rate (Rs.) | Amount (Rs.) | Note
0855 | Wax polish (ready made) | kilogram | 0.25 | 230
9977 | Caariage | L.S. | 0.39 | 2
0131 | Painter | day | 0.4 | 679
0115 | Coolie | day | 0.4 | 558
9999 | Soap, brushes, cloth etc | L.S. | 4.16 | 2
9999 | Sundries | L.S. | 4.42 | 2
Calculated W - SUM of the Amount column above
W as printed in the DAR |  |  |  |  | 570.24
Difference (calculated - printed)
SAY (Rs.) - final DAR rate as printed (fixed value, not computed) |  |  |  |  | 76.3
13.105 | Re-lettering with black Japan paint of approved brand and manufacture.
Details of cost for 100 letters ¦ Source: CivilDAR_2019_Vol_2.pdf, page 100
Code | Description | Unit | Quantity | Rate (Rs.) | Amount (Rs.) | Note
0829 | Black Japan paint | litre | 0.37 | 90
9977 | Carriage | L.S. | 0.52 | 2
0131 | Painter | day | 4 | 679
0115 | Coolie | day | 1 | 558
9999 | Painting brushes, turpentine, stencil etc | L.S. | 7.15 | 2
9999 | Sundries | L.S. | 8.06 | 2
Calculated W - SUM of the Amount column above
W as printed in the DAR |  |  |  |  | 3338.76
Difference (calculated - printed)
SAY (Rs.) - final DAR rate as printed (fixed value, not computed) |  |  |  |  | 3
13.106 | Painting (one or more coats) with black Japan paint of approved brand and manufacture to give an even shade.
Details of cost for 10 sqm ¦ Source: CivilDAR_2019_Vol_2.pdf, page 101
Code | Description | Unit | Quantity | Rate (Rs.) | Amount (Rs.) | Note
0829 | Black Japan paint | litre | 0.7 | 90
9977 | Carriage | L.S. | 0.52 | 2
9999 | Putty etc. | L.S. | 2.73 | 2
0131 | Painter | day | 0.36 | 679
0115 | Coolie | day | 0.36 | 558
9999 | Brushes, sand paper etc. | L.S. | 5.33 | 2
9999 | Sundries | L.S. | 8.06 | 2
Calculated W - SUM of the Amount column above
W as printed in the DAR |  |  |  |  | 541.6
Difference (calculated - printed)
SAY (Rs.) - final DAR rate as printed (fixed value, not computed) |  |  |  |  | 72.45
13.107 | Providing and fixing C.P. brass chain and rubber plug complete for sink or wash basin:
13.107.1 | 32 mm dia
Details of cost for 1 no ¦ Source: CivilDAR_2019_Vol_2.pdf, page 101
Code | Description | Unit | Quantity | Rate (Rs.) | Amount (Rs.) | Note
1314 | C.P.brass chain with 32 mm dia rubber plug | each | 1 | 40
9988 | Carriage of materials and fixing charges | L.S. | 8.06 | 2
Calculated W - SUM of the Amount column above
W as printed in the DAR |  |  |  |  | 56.12
Difference (calculated - printed)
SAY (Rs.) - final DAR rate as printed (fixed value, not computed) |  |  |  |  | 75.1
13.107 | Providing and fixing C.P. brass chain and rubber plug complete for sink or wash basin:
13.107.2 | 40 mm dia
Details of cost for 1 no ¦ Source: CivilDAR_2019_Vol_2.pdf, page 102
Code | Description | Unit | Quantity | Rate (Rs.) | Amount (Rs.) | Note
1315 | C.P.brass chain with 40 mm dia rubber plug | each | 1 | 40
9988 | Carriage of materials and fixing charges | L.S. | 8.06 | 2
Calculated W - SUM of the Amount column above
W as printed in the DAR |  |  |  |  | 56.12
Difference (calculated - printed)
SAY (Rs.) - final DAR rate as printed (fixed value, not computed) |  |  |  |  | 75.1
13.108 | Distempering with 1st quality acrylic distemper (ready made) having VOC content less than 50 gm per ltr. of approved manufacturer and of required shade and colour complete. as per manufacturer's specification.
13.108.1 | One or more coats on old work
Details of cost for 10 sqm ¦ Source: CivilDAR_2019_Vol_2.pdf, page 102
Code | Description | Unit | Quantity | Rate (Rs.) | Amount (Rs.) | Note
0816 | Ist quality Acrylic distemper(Ready mix) having VOC content less than 50 grams/ litre distemper | kilogram | 1 | 50
9999 | Brushes, putty etc | L.S. | 0.52 | 2
9988 | Sundries including carriage of material | L.S. | 10.76 | 2
0131 | Painter | day | 0.22 | 679
0114 | Beldar | day | 0.22 | 558
9999 | Sundries | L.S. | 7.15 | 2
Calculated W - SUM of the Amount column above
W as printed in the DAR |  |  |  |  | 359
Difference (calculated - printed)
SAY (Rs.) - final DAR rate as printed (fixed value, not computed) |  |  |  |  | 48.05
13.109 | Finishing walls with water proofing cement paint of required shade :
13.109.1 | Old work (one or more coats applied @ 2.20 kg/10 sqm) over priming coat of primer applied @ 0.80 litrs/10 sqm complete including cost of Priming coat.
Details of cost for 10 sqm ¦ Source: CivilDAR_2019_Vol_2.pdf, page 103
Code | Description | Unit | Quantity | Rate (Rs.) | Amount (Rs.) | Note
0851 | Water proofing cement paint | kilogram | 2.2 | 38
8508 | Primer for cement paint | litre | 0.8 | 79
9977 | Carriage of material | L.S. | 1.56 | 2
0131 | Painter | day | 0.46 | 679
0115 | Coolie | day | 0.23 | 558
0101 | Bhisti | day | 0.05 | 617
9999 | Brushes, sand paper etc | L.S. | 7.15 | 2
9999 | Sundries | L.S. | 8.06 | 2
Calculated W - SUM of the Amount column above
W as printed in the DAR |  |  |  |  | 651.87
Difference (calculated - printed)
SAY (Rs.) - final DAR rate as printed (fixed value, not computed) |  |  |  |  | 87.2
13.109 | Finishing walls with water proofing cement paint of required shade :
13.109.2 | Old work (one or more coats @ 2.20 kg/10 sqm) complete.
Details of cost for 10 sqm ¦ Source: CivilDAR_2019_Vol_2.pdf, page 103
Code | Description | Unit | Quantity | Rate (Rs.) | Amount (Rs.) | Note
0851 | Water proofing cement paint | kilogram | 2.2 | 38
9977 | Carriage of material | L.S. | 1.1 | 2
0131 | Painter | day | 0.35 | 679
0115 | Coolie | day | 0.12 | 558
0101 | Bhisti | day | 0.05 | 617
9999 | Brushes, sand paper etc | L.S. | 3.15 | 2
9999 | Sundries | L.S. | 8.06 | 2
Calculated W - SUM of the Amount column above
W as printed in the DAR |  |  |  |  | 443.68
Difference (calculated - printed)
SAY (Rs.) - final DAR rate as printed (fixed value, not computed) |  |  |  |  | 59.35
13.110 | Finishing walls with textured exterior paint of required shade :
13.110.1 | Old work (Two or more coats on existing cement paint surface applied @ 3.28 ltr/10 sqm.
Details of cost for 10 sqm ¦ Source: CivilDAR_2019_Vol_2.pdf, page 104
Code | Description | Unit | Quantity | Rate (Rs.) | Amount (Rs.) | Note
8507 | Textured exterior paint | litre | 3.28 | 240
9977 | Carriage of material | L.S. | 1.56 | 2
0131 | Painter | day | 0.46 | 679
0115 | Coolie | day | 0.23 | 558
9999 | Brushes, sand paper etc | L.S. | 7.15 | 2
9999 | Sundries | L.S. | 8.06 | 2
Calculated W - SUM of the Amount column above
W as printed in the DAR |  |  |  |  | 1261.42
Difference (calculated - printed)
SAY (Rs.) - final DAR rate as printed (fixed value, not computed) |  |  |  |  | 168.75
13.110 | Finishing walls with textured exterior paint of required shade :
13.110.2 | Old work (One or more coats) applied @ 1.82 ltr/10 sqm.
Details of cost for 10 sqm ¦ Source: CivilDAR_2019_Vol_2.pdf, page 104
Code | Description | Unit | Quantity | Rate (Rs.) | Amount (Rs.) | Note
8507 | Textured exterior paint | litre | 1.82 | 240
9977 | Carriage of material | L.S. | 0.52 | 2
0131 | Painter | day | 0.33 | 679
0115 | Coolie | day | 0.17 | 558
9999 | Brushes, sand paper etc | L.S. | 7.15 | 2
9999 | Sundries | L.S. | 8.06 | 2
Calculated W - SUM of the Amount column above
W as printed in the DAR |  |  |  |  | 787.19
Difference (calculated - printed)
SAY (Rs.) - final DAR rate as printed (fixed value, not computed) |  |  |  |  | 105.3
13.111 | Finishing walls with Acrylic Smooth exterior paint of required shade :
13.111.1 | Old work (Two or more coat applied @ 1.67 ltr/ 10 sqm) on existing cement paint surface
Details of cost for 10 sqm ¦ Source: CivilDAR_2019_Vol_2.pdf, page 105
Code | Description | Unit | Quantity | Rate (Rs.) | Amount (Rs.) | Note
8505 | Acrylic exterior paint | litre | 1.67 | 170
9977 | Carriage of material | L.S. | 0.91 | 2
0131 | Painter | day | 0.46 | 679
0115 | Coolie | day | 0.23 | 558
9999 | Brushes, sand paper etc | L.S. | 4.81 | 2
9999 | Sundries | L.S. | 5.33 | 2
Calculated W - SUM of the Amount column above
W as printed in the DAR |  |  |  |  | 746.68
Difference (calculated - printed)
SAY (Rs.) - final DAR rate as printed (fixed value, not computed) |  |  |  |  | 99.9
13.111 | Finishing walls with Acrylic Smooth exterior paint of required shade :
13.111.2 | Old work (One or more coat applied @ 0.90 ltr/10 sqm).
Details of cost for 10 sqm ¦ Source: CivilDAR_2019_Vol_2.pdf, page 105
Code | Description | Unit | Quantity | Rate (Rs.) | Amount (Rs.) | Note
8505 | Acrylic exterior paint | litre | 0.9 | 170
9977 | Carriage of material | L.S. | 0.52 | 2
0131 | Painter | day | 0.33 | 679
0115 | Coolie | day | 0.17 | 558
9999 | Brushes, sand paper etc | L.S. | 7.15 | 2
9999 | Sundries | L.S. | 8.06 | 2
Calculated W - SUM of the Amount column above
W as printed in the DAR |  |  |  |  | 503.39
Difference (calculated - printed)
SAY (Rs.) - final DAR rate as printed (fixed value, not computed) |  |  |  |  | 67.35
13.112 | Finishing walls with Premium Acrylic Smooth exterior paint with Silicone additives of required shade
13.112.1 | Old work (Two or more coats applied @ 1.43 ltr/ 10 sqm) over existing cement paint surface
Details of cost for 10 sqm ¦ Source: CivilDAR_2019_Vol_2.pdf, page 106
Code | Description | Unit | Quantity | Rate (Rs.) | Amount (Rs.) | Note
8506 | Premium Acrylic exterior paint | litre | 1.43 | 180
9977 | Carriage of material | L.S. | 1.04 | 2
0131 | Painter | day | 0.46 | 679
0115 | Coolie | day | 0.23 | 558
9999 | Brushes, sand paper etc | L.S. | 7.15 | 2
9999 | Sundries | L.S. | 8.06 | 2
Calculated W - SUM of the Amount column above
W as printed in the DAR |  |  |  |  | 730.58
Difference (calculated - printed)
SAY (Rs.) - final DAR rate as printed (fixed value, not computed) |  |  |  |  | 97.75
13.112 | Finishing walls with Premium Acrylic Smooth exterior paint with Silicone additives of required shade
13.112.2 | Old work (one or more coats applied @ 0.83 ltr/10 sqm).
Details of cost for 10 sqm ¦ Source: CivilDAR_2019_Vol_2.pdf, page 106
Code | Description | Unit | Quantity | Rate (Rs.) | Amount (Rs.) | Note
8506 | Premium Acrylic exterior paint | litre | 0.83 | 180
9977 | Carriage of material | L.S. | 0.91 | 2
0131 | Painter | day | 0.33 | 679
0115 | Coolie | day | 0.17 | 558
9999 | Brushes, sand paper etc | L.S. | 7.15 | 2
9999 | Sundries | L.S. | 8.06 | 2
Calculated W - SUM of the Amount column above
W as printed in the DAR |  |  |  |  | 500.57
Difference (calculated - printed)
SAY (Rs.) - final DAR rate as printed (fixed value, not computed) |  |  |  |  | 66.95
13.113 | Varnishing with varnish of approved brand and manufacture:
13.113.1 | One or more coats with copal varnish
Details of cost for 10 sqm ¦ Source: CivilDAR_2019_Vol_2.pdf, page 107
Code | Description | Unit | Quantity | Rate (Rs.) | Amount (Rs.) | Note
0857 | Superior copal varnish | litre | 0.7 | 115
9977 | Carriage | L.S. | 0.52 | 2
9999 | Repair to the surface | L.S. | 2.73 | 2
0131 | Painter | day | 0.36 | 679
0115 | Coolie | day | 0.36 | 558
9999 | Brushes, sand paper etc | L.S. | 5.33 | 2
9999 | Sundries | L.S. | 2.73 | 2
Calculated W - SUM of the Amount column above
W as printed in the DAR |  |  |  |  | 548.44
Difference (calculated - printed)
SAY (Rs.) - final DAR rate as printed (fixed value, not computed) |  |  |  |  | 73.4
13.113 | Varnishing with varnish of approved brand and manufacture:
13.113.2 | One or more coats with spar varnish
Details of cost for 10 sqm ¦ Source: CivilDAR_2019_Vol_2.pdf, page 107
Code | Description | Unit | Quantity | Rate (Rs.) | Amount (Rs.) | Note
0858 | Superior spar varnish | litre | 0.75 | 115
9977 | Carriage | L.S. | 0.52 | 2
9999 | Repair etc | L.S. | 2.73 | 2
0131 | Painter | day | 0.36 | 679
0115 | Coolie | day | 0.36 | 558
9999 | Brushes, sand paper etc | L.S. | 2.73 | 2
9999 | Sundries | L.S. | 4.16 | 2
Calculated W - SUM of the Amount column above
W as printed in the DAR |  |  |  |  | 551.85
Difference (calculated - printed)
SAY (Rs.) - final DAR rate as printed (fixed value, not computed) |  |  |  |  | 73.85
13.114 | Melamine polishing on wood work (one or more coat).
Details of cost for 10 sqm ¦ Source: CivilDAR_2019_Vol_2.pdf, page 108
Code | Description | Unit | Quantity | Rate (Rs.) | Amount (Rs.) | Note
7241 | Melamine polish | litre | 0.65 | 280
0006 | Hire charges of Spraying machine including electric charges | day | 0.78 | 250
9988 | Carriage charge of Machine & Marerial | L.S. | 4.42 | 2
0131 | Painter | day | 0.35 | 679
0114 | Beldar | day | 0.35 | 558
9999 | Sundries | L.S. | 4.42 | 2
Calculated W - SUM of the Amount column above
W as printed in the DAR |  |  |  |  | 827.63
Difference (calculated - printed)
SAY (Rs.) - final DAR rate as printed (fixed value, not computed) |  |  |  |  | 110.75
13.115 | Varnishing with flatting varnish of approved brand and manufacture one or more coats on old work.
Details of cost for 10 sqm ¦ Source: CivilDAR_2019_Vol_2.pdf, page 108
Code | Description | Unit | Quantity | Rate (Rs.) | Amount (Rs.) | Note
0856 | Ordinary varnish | litre | 0.7 | 100
9999 | Glue, putty etc | L.S. | 2.73 | 2
9977 | Carriage | L.S. | 1.82 | 2
9999 | Painting brushes, turpentine, stencil etc | L.S. | 24.18 | 2
0131 | Painter | day | 0.36 | 679
0115 | Coolie | day | 0.36 | 558
Calculated W - SUM of the Amount column above
W as printed in the DAR |  |  |  |  | 572.78
Difference (calculated - printed)
SAY (Rs.) - final DAR rate as printed (fixed value, not computed) |  |  |  |  | 76.65

## 14_Repairs_to_Buildings
SUB-HEAD 14: REPAIRS TO BUILDINGS
98 priced items. Amount and Calculated W are live Excel formulas (Quantity x Rate, SUM); the printed W and SAY are the DAR's own figures. Edit any Quantity or Rate and the item's calculated W recalculates.
14.1 | Repairs to plaster of thickness 12 mm to 20 mm in patches of area 2.5 sq.meters and under, including cutting the patch in proper shape, raking out joints and preparing and plastering the surface of the walls complete, including disposal of rubbish to the dumping ground, all complete as per direction of Engineer- in-Charge.
14.1.1 | With cement mortar 1:4 (1 cement : 4 fine sand)
Details of cost for 10 sqm ¦ Source: CivilDAR_2019_Vol_2.pdf, page 112
Code | Description | Unit | Quantity | Rate (Rs.) | Amount (Rs.) | Note
3.4 | Rate as per item 3.4 - Cement mortar 1:4 (1 cement : 4 fine sand) | cum | 0.183 | 3528.85
0155 | Mason (average) | day | 1.21 | 709
0115 | Coolie | day | 1.29 | 558
0114 | Beldar | day | 0.54 | 558
0101 | Bhisti | day | 0.92 | 617
9999 | Scaffolding and sundries | L.S. | 15.21 | 2
Calculated W - SUM of the Amount column above
W as printed in the DAR |  |  |  |  | 3122.87
Difference (calculated - printed)
SAY (Rs.) - final DAR rate as printed (fixed value, not computed) |  |  |  |  | 417.8
14.1 | Repairs to plaster of thickness 12 mm to 20 mm in patches of area 2.5 sq.meters and under, including cutting the patch in proper shape, raking out joints and preparing and plastering the surface of the walls complete, including disposal of rubbish to the dumping ground, all complete as per direction of Engineer- in-Charge.
14.1.2 | With cement mortar 1:4 (1cement: 4 coarse sand)
Details of cost for 10 sqm ¦ Source: CivilDAR_2019_Vol_2.pdf, page 112
Code | Description | Unit | Quantity | Rate (Rs.) | Amount (Rs.) | Note
3.9 | Rate as per item 3.9 - Cement mortar 1:4 (1 cement : 4 coarse sand) | cum | 0.183 | 4010.35
0155 | Mason (average) | day | 1.21 | 709
0115 | Coolie | day | 1.29 | 558
0114 | Beldar | day | 0.54 | 558
0101 | Bhisti | day | 0.92 | 617
9999 | Scaffolding and sundries | L.S. | 15.21 | 2
Calculated W - SUM of the Amount column above
W as printed in the DAR |  |  |  |  | 3210.98
Difference (calculated - printed)
SAY (Rs.) - final DAR rate as printed (fixed value, not computed) |  |  |  |  | 429.6
14.2 | Fixing chowkhats in existing opening including embedding chowkhats in floors or walls cutting masonry for holdfasts, embedding hold fasts in cement concrete blocks of size 15 x 10 x 10 cm with cement concrete 1:3:6 (1 cement : 3 coarse sand : 6 graded stone aggregate 20 mm nominal size), painting two coats of approved wood preservative to sides of chowkhats and making good the damages to walls and floors as required complete, including disposal of rubbish to the dumping ground, all complete as per direction of Engineer-in-Charge.
14.2.1 | Door chowkhats
Details of cost for 1 nos ¦ Source: CivilDAR_2019_Vol_2.pdf, page 113
Code | Description | Unit | Quantity | Rate (Rs.) | Amount (Rs.) | Note
0295 | Stone Aggregate (Single size) : 20 mm nominal size | cum | 0.021 | 1350
0297 | Stone Aggregate (Single size) : 10 mm nominal size | cum | 0.0072 | 1350
2202 | Carriage of Stone aggregate below 40 mm nominal size | cum | 0.0282 | 103.77
0982 | Coarse sand (zone III) | cum | 0.0141 | 1350
2203 | Carriage of Coarse sand | cum | 0.0141 | 103.77
0367 | Portland Cement (OPC-43 grade) | tonne | 0.0066 | 4940
2209 | Carriage of Cement | tonne | 0.0066 | 92.24
0114 | Beldar | day | 0.027 | 558
0115 | Coolie | day | 0.0195 | 558
0130 | Mistry | day | 0.0084 | 738
0123 | Mason (brick layer) 1st class | day | 0.0018 | 738
0124 | Mason (brick layer) 2nd class | day | 0.0018 | 679
0128 | Mate | day | 0.0012 | 617
9999 | Scaffolding | L.S. | 1.43 | 2
9999 | Hire and running charges of mechanical mixer | L.S. | 0.78 | 2
9999 | Sundries | L.S. | 0.39 | 2
3.6 | Rate as per item 3.6 - Cement mortar 1:6 (1 cement : 6 fine sand) | cum | 0.01 | 2874.65
9999 | Cement concrete 1:2:4 filled in chase cut | L.S. | 24.18 | 2
9999 | Painting two coats of coaltar | L.S. | 13.52 | 2
9999 | Disposal of mulba | L.S. | 1.82 | 2
0155 | Mason (average) | day | 0.5 | 709
0114 | Beldar | day | 0.75 | 558
9999 | Sundries | L.S. | 2.73 | 2
Calculated W - SUM of the Amount column above
W as printed in the DAR |  |  |  |  | 1021.59
Difference (calculated - printed)
SAY (Rs.) - final DAR rate as printed (fixed value, not computed) |  |  |  |  | 1366.85
14.2 | Fixing chowkhats in existing opening including embedding chowkhats in floors or walls cutting masonry for holdfasts, embedding hold fasts in cement concrete blocks of size 15 x 10 x 10 cm with cement concrete 1:3:6 (1 cement : 3 coarse sand : 6 graded stone aggregate 20 mm nominal size), painting two coats of approved wood preservative to sides of chowkhats and making good the damages to walls and floors as required complete, including disposal of rubbish to the dumping ground, all complete as per direction of Engineer-in-Charge.
14.2.2 | Window chowkhats
Details of cost for 1 nos ¦ Source: CivilDAR_2019_Vol_2.pdf, page 114
Code | Description | Unit | Quantity | Rate (Rs.) | Amount (Rs.) | Note
0295 | Stone Aggregate (Single size) : 20 mm nominal size | cum | 0.014 | 1350
0297 | Stone Aggregate (Single size) : 10 mm nominal size | cum | 0.0048 | 1350
2202 | Carriage of Stone aggregate below 40 mm nominal size | cum | 0.0188 | 103.77
0982 | Coarse sand (zone III) | cum | 0.0094 | 1350
2203 | Carriage of Coarse sand | cum | 0.0094 | 103.77
0367 | Portland Cement (OPC-43 grade) | tonne | 0.0044 | 4940
2209 | Carriage of Cement | tonne | 0.0044 | 92.24
0114 | Beldar | day | 0.018 | 558
0115 | Coolie | day | 0.013 | 558
0130 | Mistry | day | 0.0056 | 738
0123 | Mason (brick layer) 1st class | day | 0.0012 | 738
0124 | Mason (brick layer) 2nd class | day | 0.0012 | 679
0128 | Mate | day | 0.0008 | 617
9999 | Scaffolding and sundries | L.S. | 0.91 | 2
9999 | Hire and running charges of mechanical mixer | L.S. | 0.52 | 2
9999 | Sundries | L.S. | 0.26 | 2
3.6 | Rate as per item 3.6 - Cement mortar 1:6 (1 cement : 6 fine sand) | cum | 0.006 | 2874.65
9999 | Cement concrete 1:2:4 | L.S. | 9.88 | 2
9999 | Painting two coats of coaltar | L.S. | 0.91 | 2
0155 | Mason (average) | day | 0.33 | 709
0114 | Beldar | day | 0.5 | 558
Calculated W - SUM of the Amount column above
W as printed in the DAR |  |  |  |  | 641.94
Difference (calculated - printed)
SAY (Rs.) - final DAR rate as printed (fixed value, not computed) |  |  |  |  | 858.9
14.2 | Fixing chowkhats in existing opening including embedding chowkhats in floors or walls cutting masonry for holdfasts, embedding hold fasts in cement concrete blocks of size 15 x 10 x 10 cm with cement concrete 1:3:6 (1 cement : 3 coarse sand : 6 graded stone aggregate 20 mm nominal size), painting two coats of approved wood preservative to sides of chowkhats and making good the damages to walls and floors as required complete, including disposal of rubbish to the dumping ground, all complete as per direction of Engineer-in-Charge.
14.2.3 | Clerestory window chowkhats
Details of cost for 1 nos ¦ Source: CivilDAR_2019_Vol_2.pdf, page 115
Code | Description | Unit | Quantity | Rate (Rs.) | Amount (Rs.) | Note
0295 | Stone Aggregate (Single size) : 20 mm nominal size | cum | 0.007 | 1350
0297 | Stone Aggregate (Single size) : 10 mm nominal size | cum | 0.0024 | 1350
2202 | Carriage of Stone aggregate below 40 mm nominal size | cum | 0.0094 | 103.77
0982 | Coarse sand (zone III) | cum | 0.0047 | 1350
2203 | Carriage of Coarse sand | cum | 0.0047 | 103.77
0367 | Portland Cement (OPC-43 grade) | tonne | 0.0022 | 4940
2209 | Carriage of Cement | tonne | 0.0022 | 92.24
0114 | Beldar | day | 0.009 | 558
0115 | Coolie | day | 0.0065 | 558
0130 | Mistry | day | 0.0028 | 738
0123 | Mason (brick layer) 1st class | day | 0.0006 | 738
0124 | Mason (brick layer) 2nd class | day | 0.0006 | 679
0128 | Mate | day | 0.0004 | 617
9999 | Scaffolding and sundries | L.S. | 0.52 | 2
9999 | Hire and running charges of mechanical mixer | L.S. | 0.26 | 2
9999 | Sundries | L.S. | 0.13 | 2
3.6 | Rate as per item 3.6 - Cement mortar 1:6 (1 cement : 6 fine sand) | cum | 0.003 | 2874.65
9999 | Cement concrete 1:2:4 filled in chase cut | L.S. | 8.06 | 2
9999 | Painting two coats of coaltar | L.S. | 0.91 | 2
0155 | Mason (average) | day | 0.17 | 709
0114 | Beldar | day | 0.5 | 558
9999 | Sundries | L.S. | 2.73 | 2
Calculated W - SUM of the Amount column above
W as printed in the DAR |  |  |  |  | 476.76
Difference (calculated - printed)
SAY (Rs.) - final DAR rate as printed (fixed value, not computed) |  |  |  |  | 637.85
14.3 | Fixing chowkhat in existing opening in brick/ RCC wall with dash fasteners/ Chemical fasteners of appropriate size (3 nos on each vertical member of door chowkhat and 2 nos on each vertical member of window chowkhats), including Cost of dash fasteners/ chemical fastener.
Details of cost for 1 chowkhat ¦ Source: CivilDAR_2019_Vol_2.pdf, page 116
Code | Description | Unit | Quantity | Rate (Rs.) | Amount (Rs.) | Note
0114 | Beldar | day | 0.027 | 558
0115 | Coolie | day | 0.0195 | 558
0130 | Mistry | day | 0.0084 | 738
0128 | Mate | day | 0.0012 | 617
9999 | Disposal of mulba | L.S. | 1.82 | 2
7019 | Dash fastner/ chemical fastener | each | 6 | 14
9999 | Hire charges of drill machine hire charges, Scaffolding and Sundries | L.S. | 12.22 | 2
Calculated W - SUM of the Amount column above
W as printed in the DAR |  |  |  |  | 144.97
Difference (calculated - printed)
SAY (Rs.) - final DAR rate as printed (fixed value, not computed) |  |  |  |  | 193.95
14.4 | Making the opening in brick masonry including dismantling in floor or walls by cutting masonry and making good the damages to walls, flooring and jambs complete, to match existing surface i/c disposal of mulba/ rubbish to the nearest municipal dumping ground, all complete as per direction of Engineer-in-Charge.
14.4.1 | For door/ window/ clerestory window
Details of cost for 1.89 sqm ¦ Source: CivilDAR_2019_Vol_2.pdf, page 116
Code | Description | Unit | Quantity | Rate (Rs.) | Amount (Rs.) | Note
3.6 | Rate as per item 3.6 - Cement mortar 1:6 (1 cement : 6 fine sand) | cum | 0.01 | 2874.65
9999 | Cement concrete 1:2:4 filled in chase cut | L.S. | 24.57 | 2
0124 | Mason (brick layer) 2nd class | day | 0.5 | 679
0114 | Beldar | day | 1.2 | 558
0115 | Coolie | day | 0.4 | 558
9999 | Scaffolding and Sundries | L.S. | 3.5 | 2
Calculated W - SUM of the Amount column above
W as printed in the DAR |  |  |  |  | 1317.19
Difference (calculated - printed)
SAY (Rs.) - final DAR rate as printed (fixed value, not computed) |  |  |  |  | 932.45
14.5 | Renewing glass panes, with putty and nails wherever necessary including racking out the old putty:
14.5.1 | Float glass panes of nominal thickness 4 mm (weight not less than 10kg/sqm)
Details of cost for 1 sqm ¦ Source: CivilDAR_2019_Vol_2.pdf, page 117
Code | Description | Unit | Quantity | Rate (Rs.) | Amount (Rs.) | Note
2406 | Float glass panes of nominal thickness 4 mm (weight not less than 10kg/sqm). | sqm | 1.1 | 300
9988 | Carriage including sundries | L.S. | 1.82 | 2
0863 | Putty for wood work | kilogram | 0.68 | 30
9999 | Painting or varnishing or beewaxing | L.S. | 5.33 | 2
9999 | Sundries Nails etc. | L.S. | 6.76 | 2
0119 | Glazier | day | 0.23 | 679
0114 | Beldar | day | 0.23 | 558
9999 | Sundries such as Rag, cotton etc | L.S. | 1.43 | 2
Calculated W - SUM of the Amount column above
W as printed in the DAR |  |  |  |  | 665.59
Difference (calculated - printed)
SAY (Rs.) - final DAR rate as printed (fixed value, not computed) |  |  |  |  | 890.5
14.5 | Renewing glass panes, with putty and nails wherever necessary including racking out the old putty:
14.5.2 | Float glass panes of nominal thickness 5 mm (weight not less than 12.5kg/sqm)
Details of cost for 1 sqm ¦ Source: CivilDAR_2019_Vol_2.pdf, page 118
Code | Description | Unit | Quantity | Rate (Rs.) | Amount (Rs.) | Note
2407 | Float glass panes of nominal thickness 5 mm (weight not less than 12.5kg/ sqm) | sqm | 1.1 | 500
9988 | Carriage including sundries | L.S. | 1.82 | 2
0863 | Putty for wood work | kilogram | 0.68 | 30
9999 | Painting or varnishing or beewaxing | L.S. | 5.33 | 2
9999 | Sundries Nails etc. | L.S. | 6.76 | 2
0119 | Glazier | day | 0.23 | 679
0114 | Beldar | day | 0.23 | 558
9999 | Sundries such as Rag, cotton etc | L.S. | 1.43 | 2
Calculated W - SUM of the Amount column above
W as printed in the DAR |  |  |  |  | 885.59
Difference (calculated - printed)
SAY (Rs.) - final DAR rate as printed (fixed value, not computed) |  |  |  |  | 1184.85
14.6 | Renewing glass panes, with wooden fillets wherever necessary:
14.6.1 | Float glass panes of nominal thickness 4 mm (weight not less than 10kg/sqm)
Details of cost for 1 sqm ¦ Source: CivilDAR_2019_Vol_2.pdf, page 118
Code | Description | Unit | Quantity | Rate (Rs.) | Amount (Rs.) | Note
2406 | Float glass panes of nominal thickness 4 mm (weight not less than 10kg/sqm). | sqm | 1.1 | 300
1189 | Second class teak wood in scantling | 10 cudm | 0.025 | 776
1194 | Second class deodar wood in planks | 10 cudm | 0.025 | 500
1196 | First class kail wood in planks | 10 cudm | 0.025 | 300
9999 | Painting or varnishing or beewaxing | L.S. | 4.42 | 2
9999 | Sundries Nails etc. | L.S. | 2.73 | 2
0112 | Carpenter 2nd class | day | 0.2 | 679
0119 | Glazier | day | 0.25 | 679
0114 | Beldar | day | 0.45 | 558
9999 | Sundries such as Rag, cotton etc | L.S. | 1.82 | 2
Calculated W - SUM of the Amount column above
W as printed in the DAR |  |  |  |  | 943.99
Difference (calculated - printed)
SAY (Rs.) - final DAR rate as printed (fixed value, not computed) |  |  |  |  | 1263
14.6 | Renewing glass panes, with wooden fillets wherever necessary:
14.6.2 | Float glass panes of nominal thickness 5 mm (weight not less than 12.5kg/sqm)
Details of cost for 1 sqm ¦ Source: CivilDAR_2019_Vol_2.pdf, page 119
Code | Description | Unit | Quantity | Rate (Rs.) | Amount (Rs.) | Note
2407 | Float glass sheet of nominal thickness Float glass panes of nominal thickness 5 mm (weight not less than 12.5kg/ sqm) | sqm | 1.1 | 500
1189 | Second class teak wood in scantling | 10 cudm | 0.025 | 776
1194 | Second class deodar wood in planks | 10 cudm | 0.025 | 500
1196 | First class kail wood in planks | 10 cudm | 0.025 | 300
9999 | Painting or varnishing or beewaxing | L.S. | 4.42 | 2
9999 | Sundries Nails etc. | L.S. | 2.73 | 2
0112 | Carpenter 2nd class | day | 0.2 | 679
0119 | Glazier | day | 0.25 | 679
0114 | Beldar | day | 0.45 | 558
9999 | Sundries such as Rag, cotton etc | L.S. | 1.82 | 2
Calculated W - SUM of the Amount column above
W as printed in the DAR |  |  |  |  | 1163.99
Difference (calculated - printed)
SAY (Rs.) - final DAR rate as printed (fixed value, not computed) |  |  |  |  | 1557.35
14.7 | Renewing glass panes and refixing existing wooden fillets:
14.7.1 | Float glass panes of nominal thickness 4 mm (weight not less than 10kg/sqm)
Details of cost for 1 sqm ¦ Source: CivilDAR_2019_Vol_2.pdf, page 120
Code | Description | Unit | Quantity | Rate (Rs.) | Amount (Rs.) | Note
2406 | Float glass sheet of nominal thickness 4 mm (weight not less than 10kg/sqm). | sqm | 1.1 | 300
9977 | Carriage of glasspanes and other materials | L.S. | 2.73 | 2
9999 | Sundries Nails etc. | L.S. | 9.88 | 2
9999 | Methylated spirit | L.S. | 5.33 | 2
0119 | Glazier | day | 0.3 | 679
0114 | Beldar | day | 0.3 | 558
9999 | Sundries | L.S. | 1.43 | 2
Calculated W - SUM of the Amount column above
W as printed in the DAR |  |  |  |  | 739.84
Difference (calculated - printed)
SAY (Rs.) - final DAR rate as printed (fixed value, not computed) |  |  |  |  | 989.85
14.7 | Renewing glass panes and refixing existing wooden fillets:
14.7.2 | Float glass panes of nominal thickness 5 mm (weight not less than 12.5kg/sqm)
Details of cost for 1 sqm ¦ Source: CivilDAR_2019_Vol_2.pdf, page 120
Code | Description | Unit | Quantity | Rate (Rs.) | Amount (Rs.) | Note
2407 | Float glass panes of nominal thickness 5 mm (weight not less than 12.5kg/ sqm) | sqm | 1.1 | 500
9977 | Carriage of glasspanes and other materials | L.S. | 2.73 | 2
9999 | Sundries Nails etc. | L.S. | 9.88 | 2
9999 | Methylated spirit | L.S. | 5.33 | 2
0119 | Glazier | day | 0.3 | 679
0114 | Beldar | day | 0.3 | 558
9999 | Sundries | L.S. | 1.43 | 2
Calculated W - SUM of the Amount column above
W as printed in the DAR |  |  |  |  | 959.84
Difference (calculated - printed)
SAY (Rs.) - final DAR rate as printed (fixed value, not computed) |  |  |  |  | 1284.2
14.8 | Supplying and fixing new wooden fillets wherever necessary:
14.8.1 | 2nd class teak wood fillets
Details of cost for 10 metre ¦ Source: CivilDAR_2019_Vol_2.pdf, page 121
Code | Description | Unit | Quantity | Rate (Rs.) | Amount (Rs.) | Note
1190 | Second class teak wood in planks | 10 cudm | 0.115 | 791
9999 | Nails | L.S. | 26.91 | 2
0112 | Carpenter 2nd class | day | 0.25 | 679
0114 | Beldar | day | 0.25 | 558
9999 | Sundries | L.S. | 2.73 | 2
Calculated W - SUM of the Amount column above
W as printed in the DAR |  |  |  |  | 459.5
Difference (calculated - printed)
SAY (Rs.) - final DAR rate as printed (fixed value, not computed) |  |  |  |  | 61.5
14.8 | Supplying and fixing new wooden fillets wherever necessary:
14.8.2 | Hollock wood fillets
Details of cost for 10 metre ¦ Source: CivilDAR_2019_Vol_2.pdf, page 121
Code | Description | Unit | Quantity | Rate (Rs.) | Amount (Rs.) | Note
2466 | Hollock wood in scantling | 10 cudm | 0.115 | 350
9999 | Nails | L.S. | 26.91 | 2
0112 | Carpenter 2nd class | day | 0.25 | 679
0114 | Beldar | day | 0.25 | 558
9999 | Sundries | L.S. | 2.73 | 2
Calculated W - SUM of the Amount column above
W as printed in the DAR |  |  |  |  | 408.78
Difference (calculated - printed)
SAY (Rs.) - final DAR rate as printed (fixed value, not computed) |  |  |  |  | 54.7
14.9 | Renewal of old putty of glass panes (length)
Details of cost for 13 metres ¦ Source: CivilDAR_2019_Vol_2.pdf, page 122
Code | Description | Unit | Quantity | Rate (Rs.) | Amount (Rs.) | Note
0863 | Putty for wood work | kilogram | 0.68 | 30
9999 | Nails | L.S. | 7.15 | 2
9999 | Spirit | L.S. | 2.73 | 2
0112 | Carpenter 2nd class | day | 0.3 | 679
0114 | Beldar | day | 0.3 | 558
9999 | Sundries | L.S. | 1.43 | 2
Calculated W - SUM of the Amount column above
W as printed in the DAR |  |  |  |  | 414.12
Difference (calculated - printed)
SAY (Rs.) - final DAR rate as printed (fixed value, not computed) |  |  |  |  | 42.6
14.10 | Refixing old glass panes with putty and nails
Details of cost for 1 sqm ¦ Source: CivilDAR_2019_Vol_2.pdf, page 122
Code | Description | Unit | Quantity | Rate (Rs.) | Amount (Rs.) | Note
0863 | Putty for wood work | kilogram | 0.68 | 30
9999 | Spirit | L.S. | 2.73 | 2
9999 | Nails | L.S. | 7.15 | 2
0119 | Glazier | day | 0.3 | 679
0114 | Beldar | day | 0.3 | 558
9999 | Sundries | L.S. | 1.43 | 2
Calculated W - SUM of the Amount column above
W as printed in the DAR |  |  |  |  | 414.12
Difference (calculated - printed)
SAY (Rs.) - final DAR rate as printed (fixed value, not computed) |  |  |  |  | 554.05
14.11 | Fixing old glass panes with wooden fillets (excluding cost of fillets)
Details of cost for 1 sqm ¦ Source: CivilDAR_2019_Vol_2.pdf, page 123
Code | Description | Unit | Quantity | Rate (Rs.) | Amount (Rs.) | Note
0119 | Glazier | day | 0.3 | 679
0114 | Beldar | day | 0.3 | 558
9999 | Sundries | L.S. | 1.43 | 2
9999 | Nails | L.S. | 3.9 | 2
Calculated W - SUM of the Amount column above
W as printed in the DAR |  |  |  |  | 381.76
Difference (calculated - printed)
SAY (Rs.) - final DAR rate as printed (fixed value, not computed) |  |  |  |  | 510.75
14.12 | Providing and fixing 16 mm M.S. Fan clamps of standard shape and size in existing R.C.C. slab, including cutting chase, anchoring clamp to reinforcement bar, including cleaning, refilling, making good the chase with matching concrete, plastering and painting the exposed portion of the clamps complete.
Details of cost for 40 cm ¦ Source: CivilDAR_2019_Vol_2.pdf, page 123
Code | Description | Unit | Quantity | Rate (Rs.) | Amount (Rs.) | Note
1003 | Mild steel round bar above 12 mm dia | quintal | 0.00632 | 4400
9999 | Cement concrete 1:2:4 (1 Cement : 2 Coarse sand : 4 graded stone aggregate 20mm nominal size) mortar for rendering or plastering | L.S. | 13.52 | 2
9999 | Painting two or more coats to exposed portion of the clamp including priming coat | L.S. | 7.15 | 2
0102 | Blacksmith 1st class | day | 0.03 | 738
0124 | Mason (brick layer) 2nd class | day | 0.12 | 679
0114 | Beldar | day | 0.25 | 558
9999 | Sundries | L.S. | 2.73 | 2
Calculated W - SUM of the Amount column above
W as printed in the DAR |  |  |  |  | 317.73
Difference (calculated - printed)
SAY (Rs.) - final DAR rate as printed (fixed value, not computed) |  |  |  |  | 425.1
14.13 | Regrading terracing of mud phaska covered with tiles or brick, in cement mortar by dismantling tiles or bricks, removing mud plaster, preparing the surface of mud phaska to proper slope, relaying mud plaster gobri leaping and tiles or bricks, grouted in cement mortar 1:3 (1 cement : 3 fine sand), including replacing unserviceable tiles or bricks with new ones and disposal of unserviceable
Details of cost for 10 sqm ¦ Source: CivilDAR_2019_Vol_2.pdf, page 124
Code | Description | Unit | Quantity | Rate (Rs.) | Amount (Rs.) | Note
0155 | Mason (average) | day | 0.54 | 709
0114 | Beldar | day | 0.54 | 558
0155 | Mason (average) | day | 0.27 | 709
3.18 | Rate as per item 3.18 - Mud mortar | cum | 0.24 | 737
0308 | Bhusa | quintal | 0.084 | 500
3.18 | Rate as per item 3.18 - Mud mortar | cum | 0.12 | 737
0114 | Beldar | day | 0.25 | 558
3.3 | Rate as per item 3.3 - Cement mortar 1:3 (1 cement : 3 fine sand) | cum | 0.061 | 4183.05
0155 | Mason (average) | day | 1.2 | 709
0114 | Beldar | day | 1.5 | 558
0101 | Bhisti | day | 1 | 617
9999 | Disposal of mulba | L.S. | 5.33 | 2
9999 | Sundries | L.S. | 2.73 | 2
Calculated W - SUM of the Amount column above
W as printed in the DAR |  |  |  |  | 3898.52
Difference (calculated - printed)
SAY (Rs.) - final DAR rate as printed (fixed value, not computed) |  |  |  |  | 521.6
14.14 | Replacing sand stone slabs in roofing, laid in cement mortar 1:4 (1 cement : 4 coarse sand), including necessary repairs and cement pointing with same mortar complete, including disposal of rubbish to dumping ground, all complete as per direction of Engineer-in-Charge.
14.14.1 | Red/ white sand stone slabs 30 to 50 mm thick
Details of cost for 10 sqm ¦ Source: CivilDAR_2019_Vol_2.pdf, page 125
Code | Description | Unit | Quantity | Rate (Rs.) | Amount (Rs.) | Note
0114 | Beldar | day | 0.885 | 558
0115 | Coolie | day | 0.375 | 558
9999 | Sundries | L.S. | 4.03 | 2
9999 | Cleaning the surface including necessary repairs | L.S. | 40.43 | 2
1174 | Red sand stone slab 45 mm and 50 mm thick (un-dressed) | sqm | 11 | 225
2216 | Carriage of Stone blocks white & red sand stone & kota stone slab | tonne | 1.41 | 92.24
3.9 | Rate as per item 3.9 - Cement mortar 1:4 (1 cement : 4 coarse sand) | cum | 0.0105 | 4010.35
3.3 | Rate as per item 3.3 - Cement mortar 1:3 (1 cement : 3 fine sand) | cum | 0.0075 | 4183.05
0155 | Mason (average) | day | 1.69 | 709
0100 | Bandhani | day | 2.03 | 617
0115 | Coolie | day | 1.69 | 558
0101 | Bhisti | day | 0.34 | 617
9999 | Sundries | L.S. | 16.12 | 2
2264 | Carriage of Rubbish | cum | 0.5 | 103.77
Calculated W - SUM of the Amount column above
W as printed in the DAR |  |  |  |  | 7158.18
Difference (calculated - printed)
SAY (Rs.) - final DAR rate as printed (fixed value, not computed) |  |  |  |  | 957.7
14.15 | Renewing wooden battens in roofs, including making good the holes in wall and painting with oil type wood preservative of approved brand and manufacture complete, including removal of rubbish to the dumping ground, all complete as per direction of Engineer-in-Charge.
14.15.1 | Sal wood battens
Details of cost for 300 cudm ¦ Source: CivilDAR_2019_Vol_2.pdf, page 126
Code | Description | Unit | Quantity | Rate (Rs.) | Amount (Rs.) | Note
1199 | Sal wood in scantling | 10 cudm | 30.6 | 600
2204 | Carriage of Timber | cum | 0.306 | 118.59
0112 | Carpenter 2nd class | day | 0.5 | 679
0114 | Beldar | day | 2 | 558
9999 | Disposal of mulba | L.S. | 5.33 | 2
9999 | Making good the holes including sundries | L.S. | 80.73 | 2
0859 | Oil type wood preservative | litre | 1.22 | 130
0131 | Painter | day | 0.183 | 679
0115 | Coolie | day | 0.183 | 558
9977 | Carriage | L.S. | 0.78 | 2
9999 | Brushes | L.S. | 5.07 | 2
9999 | Sundries | L.S. | 4.81 | 2
Calculated W - SUM of the Amount column above
W as printed in the DAR |  |  |  |  | 20430.2
Difference (calculated - printed)
SAY (Rs.) - final DAR rate as printed (fixed value, not computed) |  |  |  |  | 91114.45
14.16 | Renewing wooden beams in roofs including making good the holes in walls and painting with oil type wood preservative of approved brand and manufacture complete, including removal of rubbish to the dumping ground, all complete as per direction of Engineer-in-Charge.
14.16.1 | Not exceeding 4.00 metres in length.
14.16.1.1 | Sal wood beams
Details of cost for 300 cudm ¦ Source: CivilDAR_2019_Vol_2.pdf, page 127
Code | Description | Unit | Quantity | Rate (Rs.) | Amount (Rs.) | Note
1199 | Sal wood in scantling | 10 cudm | 0.3125 | 600
2204 | Carriage of Timber | cum | 0.0228 | 118.59
0112 | Carpenter 2nd class | day | 0.25 | 679
0114 | Beldar | day | 0.25 | 558
0155 | Mason (average) | day | 0.13 | 709
0100 | Bandhani | day | 0.5 | 617
0114 | Beldar | day | 0.33 | 558
1199 | Sal wood in scantling | 10 cudm | 30.6 | 600
2204 | Carriage of Timber | cum | 0.306 | 118.59
0112 | Carpenter 2nd class | day | 1 | 679
0100 | Bandhani | day | 0.5 | 617
0114 | Beldar | day | 1 | 558
0859 | Oil type wood preservative | litre | 0.455 | 130
0131 | Painter | day | 0.07 | 679
0115 | Coolie | day | 0.07 | 558
9999 | Sundries | L.S. | 0.13 | 2
9977 | Carriage | L.S. | 1.82 | 2
9999 | Brushes | L.S. | 1.82 | 2
9999 | Making good the holes | L.S. | 20.67 | 2
9999 | Sundries | L.S. | 26.91 | 2
0302 | Safeda ballies 125 mm diameter | metre | 2.5 | 40
Calculated W - SUM of the Amount column above
W as printed in the DAR |  |  |  |  | 21374.49
Difference (calculated - printed)
SAY (Rs.) - final DAR rate as printed (fixed value, not computed) |  |  |  |  | 95325.8
14.16 | Renewing wooden beams in roofs including making good the holes in walls and painting with oil type wood preservative of approved brand and manufacture complete, including removal of rubbish to the dumping ground, all complete as per direction of Engineer-in-Charge.
14.16.1 | Not exceeding 4.00 metres in length.
14.16.1.2 | Hollock wood beams
Details of cost for 300 cudm ¦ Source: CivilDAR_2019_Vol_2.pdf, page 128
Code | Description | Unit | Quantity | Rate (Rs.) | Amount (Rs.) | Note
2466 | Hollock wood in scantling | 10 cudm | 0.3125 | 350
2204 | Carriage of Timber | cum | 0.0228 | 118.59
0112 | Carpenter 2nd class | day | 0.25 | 679
0114 | Beldar | day | 0.25 | 558
0155 | Mason (average) | day | 0.13 | 709
0100 | Bandhani | day | 0.5 | 617
0114 | Beldar | day | 0.33 | 558
2466 | Hollock wood in scantling | 10 cudm | 30.6 | 350
2204 | Carriage of Timber | cum | 0.306 | 118.59
0112 | Carpenter 2nd class | day | 1 | 679
0100 | Bandhani | day | 0.5 | 617
0114 | Beldar | day | 1 | 558
0859 | Oil type wood preservative | litre | 0.455 | 130
0131 | Painter | day | 0.07 | 679
0115 | Coolie | day | 0.07 | 558
9999 | Sundries | L.S. | 0.13 | 2
9977 | Carriage | L.S. | 1.82 | 2
9999 | Brushes | L.S. | 1.82 | 2
9999 | Making good the holes | L.S. | 20.67 | 2
9999 | Sundries | L.S. | 26.91 | 2
0302 | Safeda ballies 125 mm diameter | metre | 2.5 | 40
Calculated W - SUM of the Amount column above
W as printed in the DAR |  |  |  |  | 13646.37
Difference (calculated - printed)
SAY (Rs.) - final DAR rate as printed (fixed value, not computed) |  |  |  |  | 60859.95
14.16 | Renewing wooden beams in roofs including making good the holes in walls and painting with oil type wood preservative of approved brand and manufacture complete, including removal of rubbish to the dumping ground, all complete as per direction of Engineer-in-Charge.
14.16.2 | Above 4.00 metres and upto 5.00 metres length.
14.16.2.1 | Sal wood beams
Details of cost for 375 cudm ¦ Source: CivilDAR_2019_Vol_2.pdf, page 129
Code | Description | Unit | Quantity | Rate (Rs.) | Amount (Rs.) | Note
1199 | Sal wood in scantling | 10 cudm | 0.375 | 600
2204 | Carriage of Timber | cum | 0.0498 | 118.59
0112 | Carpenter 2nd class | day | 0.25 | 679
0114 | Beldar | day | 0.25 | 558
0155 | Mason (average) | day | 0.25 | 709
0100 | Bandhani | day | 0.63 | 617
0114 | Beldar | day | 0.5 | 558
1199 | Sal wood in scantling | 10 cudm | 38.3 | 600
2204 | Carriage of Timber | cum | 0.383 | 118.59
0112 | Carpenter 2nd class | day | 1 | 679
0100 | Bandhani | day | 1 | 617
0114 | Beldar | day | 2 | 558
0859 | Oil type wood preservative | litre | 0.565 | 130
0131 | Painter | day | 0.08 | 679
0115 | Coolie | day | 0.08 | 558
9999 | Sundries | L.S. | 0.26 | 2
9977 | Carriage | L.S. | 2.34 | 2
9999 | Brushes | L.S. | 2.21 | 2
9999 | Making good the holes | L.S. | 20.67 | 2
9999 | Sundries | L.S. | 33.15 | 2
0302 | Safeda ballies 125 mm diameter | metre | 3.75 | 40
Calculated W - SUM of the Amount column above
W as printed in the DAR |  |  |  |  | 27262.21
Difference (calculated - printed)
SAY (Rs.) - final DAR rate as printed (fixed value, not computed) |  |  |  |  | 97267
14.16 | Renewing wooden beams in roofs including making good the holes in walls and painting with oil type wood preservative of approved brand and manufacture complete, including removal of rubbish to the dumping ground, all complete as per direction of Engineer-in-Charge.
14.16.2 | Above 4.00 metres and upto 5.00 metres length.
14.16.2.2 | Hollock wood beams
Details of cost for 375 cudm ¦ Source: CivilDAR_2019_Vol_2.pdf, page 130
Code | Description | Unit | Quantity | Rate (Rs.) | Amount (Rs.) | Note
2466 | Hollock wood in scantling | 10 cudm | 0.375 | 350
2204 | Carriage of Timber | cum | 0.0375 | 118.59
0112 | Carpenter 2nd class | day | 0.25 | 679
0114 | Beldar | day | 0.25 | 558
0155 | Mason (average) | day | 0.25 | 709
0100 | Bandhani | day | 0.63 | 617
0114 | Beldar | day | 0.5 | 558
2466 | Hollock wood in scantling | 10 cudm | 38.3 | 350
2204 | Carriage of Timber | cum | 0.383 | 118.59
0112 | Carpenter 2nd class | day | 1 | 679
0100 | Bandhani | day | 1 | 617
0114 | Beldar | day | 2 | 558
0859 | Oil type wood preservative | litre | 0.565 | 130
0131 | Painter | day | 0.08 | 679
0115 | Coolie | day | 0.08 | 558
9999 | Sundries | L.S. | 0.26 | 2
9977 | Carriage | L.S. | 2.34 | 2
9999 | Brushes | L.S. | 2.21 | 2
9999 | Making good the holes | L.S. | 20.67 | 2
9999 | Sundries | L.S. | 33.15 | 2
0302 | Safeda ballies 125 mm diameter | metre | 3.75 | 40
Calculated W - SUM of the Amount column above
W as printed in the DAR |  |  |  |  | 17592
Difference (calculated - printed)
SAY (Rs.) - final DAR rate as printed (fixed value, not computed) |  |  |  |  | 62765.35
14.17 | Raking out joints in lime or cement mortar and preparing the surface for re- pointing or replastering, including disposal of rubbish to the dumping ground, all complete as per direction of Engineer-in-Charge.
Details of cost for 10 sqm ¦ Source: CivilDAR_2019_Vol_2.pdf, page 131
Code | Description | Unit | Quantity | Rate (Rs.) | Amount (Rs.) | Note
0114 | Beldar | day | 0.53 | 558
0115 | Coolie | day | 0.08 | 558
0101 | Bhisti | day | 0.07 | 617
9999 | Sundries | L.S. | 1.43 | 2
Calculated W - SUM of the Amount column above
W as printed in the DAR |  |  |  |  | 386.43
Difference (calculated - printed)
SAY (Rs.) - final DAR rate as printed (fixed value, not computed) |  |  |  |  | 51.7
14.18 | Flush pointing with cement mortar 1:3 (1 cement : 3 fine sand) mixed with 2% of integral water proofing compound by weight of cement for flat tile bricks on top of mud phaska :
14.18.1 | With F.P.S. brick tiles
Details of cost for 10 sqm ¦ Source: CivilDAR_2019_Vol_2.pdf, page 131
Code | Description | Unit | Quantity | Rate (Rs.) | Amount (Rs.) | Note
3.3 | Rate as per item 3.3 - Cement mortar 1:3 (1 cement : 3 fine sand) | cum | 0.015 | 4183.05
1213 | Water proofing materials | kilogram | 0.153 | 35
0115 | Coolie | day | 0.36 | 558
0124 | Mason (brick layer) 2nd class | day | 0.36 | 679
0101 | Bhisti | day | 0.36 | 617
9999 | Sundries | L.S. | 18.85 | 2
Calculated W - SUM of the Amount column above
W as printed in the DAR |  |  |  |  | 773.24
Difference (calculated - printed)
SAY (Rs.) - final DAR rate as printed (fixed value, not computed) |  |  |  |  | 103.45
14.18 | Flush pointing with cement mortar 1:3 (1 cement : 3 fine sand) mixed with 2% of integral water proofing compound by weight of cement for flat tile bricks on top of mud phaska :
14.18.2 | With modular brick tiles
Details of cost for 10 sqm ¦ Source: CivilDAR_2019_Vol_2.pdf, page 132
Code | Description | Unit | Quantity | Rate (Rs.) | Amount (Rs.) | Note
3.3 | Rate as per item 3.3 - Cement mortar 1:3 (1 cement : 3 fine sand) | cum | 0.017 | 4183.05
1213 | Water proofing materials | kilogram | 0.173 | 35
0115 | Coolie | day | 0.36 | 558
0124 | Mason (brick layer) 2nd class | day | 0.36 | 679
0101 | Bhisti | day | 0.36 | 617
9999 | Sundries | L.S. | 18.85 | 2
Calculated W - SUM of the Amount column above
W as printed in the DAR |  |  |  |  | 782.31
Difference (calculated - printed)
SAY (Rs.) - final DAR rate as printed (fixed value, not computed) |  |  |  |  | 104.65
14.19 | Taking out wind ties from roof including cutting out rusted bolts, nuts etc. and removing materials to any distance within compound and stacking.
Details of cost for 63 kg ¦ Source: CivilDAR_2019_Vol_2.pdf, page 132
Code | Description | Unit | Quantity | Rate (Rs.) | Amount (Rs.) | Note
0103 | Blacksmith 2nd class | day | 0.09 | 679
0100 | Bandhani | day | 0.06 | 617
0114 | Beldar | day | 0.16 | 558
Calculated W - SUM of the Amount column above
W as printed in the DAR |  |  |  |  | 187.41
Difference (calculated - printed)
SAY (Rs.) - final DAR rate as printed (fixed value, not computed) |  |  |  |  | 4
14.20 | Fixing of old wind tie with new fittings including painting two or more coats with anticorrosive bitumastic paint of approved brand & manufacturer over and including priming coat of ready mixed zinc chromate yellow primer of approved brand.
Details of cost for 20.2 metres ¦ Source: CivilDAR_2019_Vol_2.pdf, page 133
Code | Description | Unit | Quantity | Rate (Rs.) | Amount (Rs.) | Note
1023 | Galvanised steel J or L hooks 8 mm dia | 10 Nos | 6.8 | 120
1208 | Bitumen washer | 100 Nos | 0.68 | 30
1209 | G.I. plain washer thick | 100 Nos | 0.68 | 35
9977 | Carriage of bolts, nuts and washers etc. | L.S. | 1.17 | 2
0102 | Blacksmith 1st class | day | 0.34 | 738
0114 | Beldar | day | 0.34 | 558
9999 | Sundries | L.S. | 13.91 | 2
13.50.3 | Rate as per item 13.50.3 - Applying priming coat - With ready mixed red oxide zinc chromate primer of approved brand and manufacture o... | sqm | 1.86 | 50.7
13.65.1 | Rate as per item 13.65.1 - Painting with black anti-corrosive bitumastic paint of approved brand and manufacture to give an even shade... | sqm | 1.86 | 106.05
Calculated W - SUM of the Amount column above
W as printed in the DAR |  |  |  |  | 1622.56
Difference (calculated - printed)
SAY (Rs.) - final DAR rate as printed (fixed value, not computed) |  |  |  |  | 102.6
14.21 | Renewing bottom rail and/or top runner of collapsible gate including making good all damages and applying priming coat of zinc chromate yellow primer of approved brand and manufacturer.
Details of cost for 11.55 kg ¦ Source: CivilDAR_2019_Vol_2.pdf, page 133
Code | Description | Unit | Quantity | Rate (Rs.) | Amount (Rs.) | Note
1007 | Structurals such as tees,angles channels and R.S. joists | quintal | 0.13 | 4600
2205 | Carriage of Steel | tonne | 0.013 | 92.24
15.12.2 | Rate as per item 15.12.2 - Dismantling doors, windows and clerestory windows (steel or wood) shutter including chowkhats, architrave,... | each | 1 | 375.65
4.2.5 | Rate as per item 4.2.5 - Providing and laying cement concrete in retaining walls, return walls, walls (any thickness) including atta... | cum | 0.03 | 8025
3.6 | Rate as per item 3.6 - Cement mortar 1:6 (1 cement : 6 fine sand) | cum | 0.01 | 2874.65
9999 | Cement concrete 1:2:4 filled in chase cut | L.S. | 24.18 | 2
9999 | Disposal of mulba | L.S. | 1.82 | 2
13.50.3 | Rate as per item 13.50.3 - Applying priming coat - With ready mixed red oxide zinc chromate primer of approved brand and manufacture o... | sqm | 0.53 | 50.7
0155 | Mason (average) | day | 0.5 | 709
0114 | Beldar | day | 0.75 | 558
9999 | Sundries | L.S. | 2.6 | 2
Calculated W - SUM of the Amount column above
W as printed in the DAR |  |  |  |  | 2101.42
Difference (calculated - printed)
SAY (Rs.) - final DAR rate as printed (fixed value, not computed) |  |  |  |  | 224.6
14.22 | Renewing Wrought iron or M.S. Wheel or roller of steel door or gate and fitting and fixing the same with necessary clamps, nuts and bolts/welding and erection etc. complete.
14.22.1 | Wheel 50 mm dia and below
Details of cost for 10 nos ¦ Source: CivilDAR_2019_Vol_2.pdf, page 134
Code | Description | Unit | Quantity | Rate (Rs.) | Amount (Rs.) | Note
0103 | Blacksmith 2nd class | day | 0.01 | 679
0100 | Bandhani | day | 0.01 | 617
0114 | Beldar | day | 0.02 | 558
9999 | Sundries | L.S. | 0.39 | 2
7442 | Wheel 75 mm dia. 40 mm wide | each | 10 | 62
1008 | Flats upto 10 mm in thickness | quintal | 0.035 | 4500
1034 | Bolts and nuts upto 300 mm in length | quintal | 0.006 | 4800
1215 | Welding by electric plant | cm | 80 | 2
0102 | Blacksmith 1st class | day | 0.03 | 738
0100 | Bandhani | day | 0.02 | 617
0114 | Beldar | day | 0.11 | 558
13.50.3 | Rate as per item 13.50.3 - Applying priming coat - With ready mixed red oxide zinc chromate primer of approved brand and manufacture o... | sqm | 0.165 | 50.7
9999 | Sundries | L.S. | 1.69 | 2
Calculated W - SUM of the Amount column above
W as printed in the DAR |  |  |  |  | 1098.81
Difference (calculated - printed)
SAY (Rs.) - final DAR rate as printed (fixed value, not computed) |  |  |  |  | 146.75
14.22 | Renewing Wrought iron or M.S. Wheel or roller of steel door or gate and fitting and fixing the same with necessary clamps, nuts and bolts/welding and erection etc. complete.
14.22.2 | Wheel above 50 mm dia
Details of cost for 10 nos ¦ Source: CivilDAR_2019_Vol_2.pdf, page 136
Code | Description | Unit | Quantity | Rate (Rs.) | Amount (Rs.) | Note
0103 | Blacksmith 2nd class | day | 0.04 | 679
0100 | Bandhani | day | 0.03 | 617
0114 | Beldar | day | 0.06 | 558
9999 | Sundries | L.S. | 1.04 | 2
7442 | Wheel 75 mm dia. 40 mm wide | each | 10 | 62
1008 | Flats upto 10 mm in thickness | quintal | 0.1 | 4500
1034 | Bolts and nuts upto 300 mm in length | quintal | 0.016 | 4800
1215 | Welding by electric plant | cm | 120 | 2
0102 | Blacksmith 1st class | day | 0.1 | 738
0100 | Bandhani | day | 0.05 | 617
0114 | Beldar | day | 0.36 | 558
13.50.3 | Rate as per item 13.50.3 - Applying priming coat - With ready mixed red oxide zinc chromate primer of approved brand and manufacture o... | sqm | 0.34 | 50.7
9999 | Sundries | L.S. | 5.33 | 2
Calculated W - SUM of the Amount column above
W as printed in the DAR |  |  |  |  | 1801.46
Difference (calculated - printed)
SAY (Rs.) - final DAR rate as printed (fixed value, not computed) |  |  |  |  | 240.45
14.23 | Pumping out water caused by springs, tidal or river seepage, broken water mains or drains and the like. Details for 10.91 kilolitre Pumping hours 3 hrs. or 0.375 days
Details of cost for 10.91 kilolitre ¦ Source: CivilDAR_2019_Vol_2.pdf, page 137
Code | Description | Unit | Quantity | Rate (Rs.) | Amount (Rs.) | Note
0011 | Hire charges of Pumpset of capacity 4000 litres/hour. | day | 0.375 | 700
0114 | Beldar | day | 2 | 558
Calculated W - SUM of the Amount column above
W as printed in the DAR |  |  |  |  | 1378.5
Difference (calculated - printed)
SAY (Rs.) - final DAR rate as printed (fixed value, not computed) |  |  |  |  | 169.05
14.24 | Mud mortar made with local clay good earth.
Details of cost for 1 cum ¦ Source: CivilDAR_2019_Vol_2.pdf, page 137
Code | Description | Unit | Quantity | Rate (Rs.) | Amount (Rs.) | Note
0811 | Mud (dry) | cum | 1.08 | 165
0114 | Beldar | day | 0.63 | 558
0101 | Bhisti | day | 0.315 | 617
9999 | Sundries | L.S. | 6.45 | 2
Calculated W - SUM of the Amount column above
W as printed in the DAR |  |  |  |  | not printed | This item prints no W (rate table or sub-analysis).
SAY (Rs.) - final DAR rate as printed (fixed value, not computed) |  |  |  |  | 737
14.25 | Brick work with common burnt clay bricks of class designation 7.5 in mud mortar
Details of cost for 1 cum ¦ Source: CivilDAR_2019_Vol_2.pdf, page 138
Code | Description | Unit | Quantity | Rate (Rs.) | Amount (Rs.) | Note
2602 | Common burnt clay F.P.S. (non modular) bricks class designation 7.5 | 1000 Nos | 0.494 | 4500
3.18 | Rate as per item 3.18 - Mud mortar | cum | 0.25 | 737
2201 | Carriage of Bricks | 1000 Nos | 0.494 | 276.72
9999 | Sundries | L.S. | 2.73 | 2
0123 | Mason (brick layer) 1st class | day | 0.36 | 738
0124 | Mason (brick layer) 2nd class | day | 0.36 | 679
0115 | Coolie | day | 1.37 | 558
0101 | Bhisti | day | 0.2 | 617
Calculated W - SUM of the Amount column above
W as printed in the DAR |  |  |  |  | 3947.39
Difference (calculated - printed)
SAY (Rs.) - final DAR rate as printed (fixed value, not computed) |  |  |  |  | 5281.35
14.26 | Providing and fixing 25 mm thick shutters for cup board etc. :
14.26.1 | Panelled or panelled & glazed shutters :
14.26.1.1 | Superior class teak wood including nickel plated bright finished M.S. piano hinges with necessary screws.
Details of cost for 2.16 sqm ¦ Source: CivilDAR_2019_Vol_2.pdf, page 138
Code | Description | Unit | Quantity | Rate (Rs.) | Amount (Rs.) | Note
1186 | Superior class teak wood such as Dandeli, Balarshah or Malabar in planks | 10 cudm | 3.9 | 1100
2204 | Carriage of Timber | cum | 0.04 | 118.59
2406 | Float glass sheet of nominal thickness 4 mm (weight not less than 10kg/sqm). | sqm | 0.99 | 300
0608 | Nickel plated mild steel piono hinges 1 mm thick 25 mm wide | metre | 4 | 39
0639 | Bright finished or black enamelled mild steel screws 25 mm | 100 Nos | 1.2 | 36
0111 | Carpenter 1st class | day | 2.4 | 738
0119 | Glazier | day | 0.18 | 679
0114 | Beldar | day | 0.77 | 558
9999 | Sundries | L.S. | 40.43 | 2
Calculated W - SUM of the Amount column above
W as printed in the DAR |  |  |  |  | 7194.88
Difference (calculated - printed)
SAY (Rs.) - final DAR rate as printed (fixed value, not computed) |  |  |  |  | 4456.6
14.26 | Providing and fixing 25 mm thick shutters for cup board etc. :
14.26.1 | Panelled or panelled & glazed shutters :
14.26.1.2 | Ist class teak wood including nickel plated bright finished M.S. piano hinges with necessary screws.
Details of cost for 2.16 sqm ¦ Source: CivilDAR_2019_Vol_2.pdf, page 139
Code | Description | Unit | Quantity | Rate (Rs.) | Amount (Rs.) | Note
1188 | First class teak wood in planks | 10 cudm | 3.9 | 850
2204 | Carriage of Timber | cum | 0.04 | 118.59
2406 | Float glass sheet of nominal thickness 4 mm (weight not less than 10kg/sqm). | sqm | 0.99 | 300
0608 | Nickel plated mild steel piono hinges 1 mm thick 25 mm wide | metre | 4 | 39
0639 | Bright finished or black enamelled mild steel screws 25 mm | 100 Nos | 1.2 | 36
0111 | Carpenter 1st class | day | 2.4 | 738
0119 | Glazier | day | 0.18 | 679
0114 | Beldar | day | 0.77 | 558
9999 | Sundries | L.S. | 40.43 | 2
Calculated W - SUM of the Amount column above
W as printed in the DAR |  |  |  |  | 6219.88
Difference (calculated - printed)
SAY (Rs.) - final DAR rate as printed (fixed value, not computed) |  |  |  |  | 3852.7
14.26 | Providing and fixing 25 mm thick shutters for cup board etc. :
14.26.2 | Glazed shutters :
14.26.2.1 | Superior class teak wood including nickel plated bright finished M.S. piano hinges with necessary screws.
Details of cost for 2.16 sqm ¦ Source: CivilDAR_2019_Vol_2.pdf, page 140
Code | Description | Unit | Quantity | Rate (Rs.) | Amount (Rs.) | Note
1186 | Superior class teak wood such as Dandeli,Balarshah or Malabar in planks | 10 cudm | 4.2 | 1100
2406 | Float glass sheet of nominal thickness 4 mm (weight not less than 10kg/sqm). | sqm | 1.27 | 300
0608 | Nickel plated mild steel piono hinges 1 mm thick 25 mm wide | metre | 4 | 39
0639 | Bright finished or black enamelled mild steel screws 25 mm | 100 Nos | 1.2 | 36
0597 | Bright finished or black enamelled mild steel butt hinges50x37x1.50 mm | 10 Nos | 0.2 | 49
0640 | Bright finished or black enamelled mild steel screws 20 mm | 100 Nos | 0.08 | 30
2204 | Carriage of Timber | cum | 0.043 | 118.59
0156 | Carpenter (average) | day | 1.83 | 709
0119 | Glazier | day | 0.23 | 679
0114 | Beldar | day | 0.77 | 558
9999 | Sundries | L.S. | 40.43 | 2
Calculated W - SUM of the Amount column above
W as printed in the DAR |  |  |  |  | 7181.66
Difference (calculated - printed)
SAY (Rs.) - final DAR rate as printed (fixed value, not computed) |  |  |  |  | 4448.45
14.26 | Providing and fixing 25 mm thick shutters for cup board etc. :
14.26.2 | Glazed shutters :
14.26.2.2 | Ist class teak wood including nickel plated bright finished M.S. piano hinges with necessary screws.
Details of cost for 2.16 sqm ¦ Source: CivilDAR_2019_Vol_2.pdf, page 141
Code | Description | Unit | Quantity | Rate (Rs.) | Amount (Rs.) | Note
1188 | First class teak wood in planks | 10 cudm | 4.2 | 850
2406 | Float glass sheet of nominal thickness 4 mm (weight not less than 10kg/sqm). | sqm | 1.27 | 300
0608 | Nickel plated mild steel piono hinges 1 mm thick 25 mm wide | metre | 4 | 39
0639 | Bright finished or black enamelled mild steel screws 25 mm | 100 Nos | 1.2 | 36
0597 | Bright finished or black enamelled mild steel butt hinges50x37x1.50 mm | 10 Nos | 0.2 | 49
0640 | Bright finished or black enamelled mild steel screws 20 mm | 100 Nos | 0.08 | 30
2204 | Carriage of Timber | cum | 0.043 | 118.59
0156 | Carpenter (average) | day | 1.83 | 709
0119 | Glazier | day | 0.23 | 679
0114 | Beldar | day | 0.77 | 558
9999 | Sundries | L.S. | 40.43 | 2
Calculated W - SUM of the Amount column above
W as printed in the DAR |  |  |  |  | 6131.66
Difference (calculated - printed)
SAY (Rs.) - final DAR rate as printed (fixed value, not computed) |  |  |  |  | 3798.05
14.27 | Providing and fixing plain jaffri door and window shutters including bright or/ and black enamelled M.S. butt hinges with necessary screws 35x10 mm laths placed 35 mm apart (frames to be paid separately), including fixing 50x12 mm beading complete with :
14.27.1 | Second class teak wood
Details of cost for 1.51 sqm ¦ Source: CivilDAR_2019_Vol_2.pdf, page 142
Code | Description | Unit | Quantity | Rate (Rs.) | Amount (Rs.) | Note
1190 | Second class teak wood in planks | 10 cudm | 1.8 | 791
2204 | Carriage of Timber | cum | 0.018 | 118.59
9.41.1 | Rate as per item 9.41.1 - Providing and fixing plain jaffri of 35x10 mm laths placed 35 mm apart (frames to be paid separately), incl... | sqm | 1.51 | 2546.9
0595 | Bright finished or black enamelled mild steel butt hinges 100x58x1.90 mm | 10 Nos | 0.6 | 80
0597 | Bright finished or black enamelled mild steel butt hinges50x37x1.50 mm | 10 Nos | 0.2 | 49
0637 | Bright finished or black enamelled mild steel screws 40 mm | 100 Nos | 0.48 | 60
0640 | Bright finished or black enamelled mild steel screws 20 mm | 100 Nos | 0.08 | 30
0112 | Carpenter 2nd class | day | 0.3 | 679
Calculated W - SUM of the Amount column above
W as printed in the DAR |  |  |  |  | 5564.45
Difference (calculated - printed)
SAY (Rs.) - final DAR rate as printed (fixed value, not computed) |  |  |  |  | 4069.7
14.28 | Providing and fixing brass curtain rods of wall thickness 1.25 mm with two brass brackets fixed with brass screws and wooden plugs etc. wherever necessary complete.
14.28.1 | 20 mm diameter.
Details of cost for 2 metres ¦ Source: CivilDAR_2019_Vol_2.pdf, page 143
Code | Description | Unit | Quantity | Rate (Rs.) | Amount (Rs.) | Note
0444 | Brass curtain rod 20 mm dia 1.25 mm thick | metre | 2 | 140
0446 | Brass brackets (curtain rods) 20 mm | each | 2 | 45
9999 | Screws | L.S. | 2.73 | 2
9977 | Carriage | L.S. | 1.56 | 2
8.23 | Rate as per item 8.23 - Providing 50x50x50 mm 2nd class teak wood plugs including cutting brick work and fixing in cement mortar 1:... | each | 2 | 33.9
9999 | LABOUR | L.S. | 2.73 | 2
9999 | Sundries | L.S. | 1.56 | 2
Calculated W - SUM of the Amount column above
W as printed in the DAR |  |  |  |  | 454.96
Difference (calculated - printed)
SAY (Rs.) - final DAR rate as printed (fixed value, not computed) |  |  |  |  | 292.9
14.28 | Providing and fixing brass curtain rods of wall thickness 1.25 mm with two brass brackets fixed with brass screws and wooden plugs etc. wherever necessary complete.
14.28.2 | 25 mm diameter.
Details of cost for 2 metres ¦ Source: CivilDAR_2019_Vol_2.pdf, page 144
Code | Description | Unit | Quantity | Rate (Rs.) | Amount (Rs.) | Note
0445 | Brass curtain rod 25 mm dia 1.25 mm thick | metre | 2 | 190
0446 | Brass brackets (curtain rods) 20 mm | each | 2 | 45
9999 | Screws | L.S. | 2.73 | 2
9977 | Carriage | L.S. | 1.56 | 2
8.23 | Rate as per item 8.23 - Providing 50x50x50 mm 2nd class teak wood plugs including cutting brick work and fixing in cement mortar 1:... | each | 2 | 33.9
9999 | LABOUR | L.S. | 2.73 | 2
9999 | Sundries | L.S. | 1.56 | 2
Calculated W - SUM of the Amount column above
W as printed in the DAR |  |  |  |  | 554.96
Difference (calculated - printed)
SAY (Rs.) - final DAR rate as printed (fixed value, not computed) |  |  |  |  | 359.8
14.29 | Providing and fixing M.S. round or square bars with M.S. flats at required spacing in wooden frames of windows and clerestory windows.
Details of cost for 33.67 kg ¦ Source: CivilDAR_2019_Vol_2.pdf, page 144
Code | Description | Unit | Quantity | Rate (Rs.) | Amount (Rs.) | Note
1003 | Mild steel round bar above 12 mm dia | quintal | 0.307 | 4400
1008 | Flats upto 10 mm in thickness | quintal | 0.063 | 4500
2205 | Carriage of Steel | tonne | 0.037 | 92.24
9999 | Sundries | L.S. | 26.91 | 2
0103 | Blacksmith 2nd class | day | 0.35 | 679
0112 | Carpenter 2nd class | day | 0.2 | 679
0114 | Beldar | day | 0.45 | 558
Calculated W - SUM of the Amount column above
W as printed in the DAR |  |  |  |  | 2316.08
Difference (calculated - printed)
SAY (Rs.) - final DAR rate as printed (fixed value, not computed) |  |  |  |  | 92.05
14.30 | Providing joists (karries) including hoisting, fixing in position and applying wood preservative on unexposed surface etc. complete with :
14.30.1 | Sal wood
Details of cost for 300 cudm ¦ Source: CivilDAR_2019_Vol_2.pdf, page 145
Code | Description | Unit | Quantity | Rate (Rs.) | Amount (Rs.) | Note
1199 | Sal wood in scantling | 10 cudm | 30.6 | 600
2204 | Carriage of Timber | cum | 0.306 | 118.59
0112 | Carpenter 2nd class | day | 0.7 | 679
0114 | Beldar | day | 1.45 | 558
0100 | Bandhani | day | 0.7 | 617
13.57.1 | Rate as per item 13.57.1 - Painting with oil type wood preservative of approved brand and manufacture - New work (two or more coats) | sqm | 0.8 | 44.5
9999 | Sundries | L.S. | 26.91 | 2
Calculated W - SUM of the Amount column above
W as printed in the DAR |  |  |  |  | 20202.01
Difference (calculated - printed)
SAY (Rs.) - final DAR rate as printed (fixed value, not computed) |  |  |  |  | 90056.65
14.30 | Providing joists (karries) including hoisting, fixing in position and applying wood preservative on unexposed surface etc. complete with :
14.30.2 | Hollock wood
Details of cost for 300 cudm ¦ Source: CivilDAR_2019_Vol_2.pdf, page 146
Code | Description | Unit | Quantity | Rate (Rs.) | Amount (Rs.) | Note
2466 | Hollock wood in scantling | 10 cudm | 30.6 | 350
2204 | Carriage of Timber | cum | 0.306 | 118.59
0112 | Carpenter 2nd class | day | 0.7 | 679
0114 | Beldar | day | 1.45 | 558
0100 | Bandhani | day | 0.7 | 617
13.57.1 | Rate as per item 13.57.1 - Painting with oil type wood preservative of approved brand and manufacture - New work (two or more coats) | sqm | 0.8 | 44.5
9999 | Sundries | L.S. | 26.91 | 2
Calculated W - SUM of the Amount column above
W as printed in the DAR |  |  |  |  | 12552.01
Difference (calculated - printed)
SAY (Rs.) - final DAR rate as printed (fixed value, not computed) |  |  |  |  | 55939.25
14.31 | Providing and fixing bright finished brass single acting spring hinges with necessary brass screws etc. complete :
14.31.1 | 150 mm
Details of cost for 10 hinges ¦ Source: CivilDAR_2019_Vol_2.pdf, page 146
Code | Description | Unit | Quantity | Rate (Rs.) | Amount (Rs.) | Note
0389 | Brass single acting spring hinges 150 mm | each | 10 | 425
0449 | Brass screws 50 mm | 100 Nos | 0.8 | 220
9977 | Carriage of materials | L.S. | 3.64 | 2
0111 | Carpenter 1st class | day | 0.4 | 738
0114 | Beldar | day | 0.2 | 558
Calculated W - SUM of the Amount column above
W as printed in the DAR |  |  |  |  | 4840.08
Difference (calculated - printed)
SAY (Rs.) - final DAR rate as printed (fixed value, not computed) |  |  |  |  | 647.55
14.31 | Providing and fixing bright finished brass single acting spring hinges with necessary brass screws etc. complete :
14.31.2 | 125 mm
Details of cost for 10 hinges ¦ Source: CivilDAR_2019_Vol_2.pdf, page 147
Code | Description | Unit | Quantity | Rate (Rs.) | Amount (Rs.) | Note
0390 | Brass single acting spring hinges 125 mm | each | 10 | 285
0449 | Brass screws 50 mm | 100 Nos | 0.8 | 220
9977 | Carriage of materials | L.S. | 3.64 | 2
0111 | Carpenter 1st class | day | 0.4 | 738
0114 | Beldar | day | 0.2 | 558
Calculated W - SUM of the Amount column above
W as printed in the DAR |  |  |  |  | 3440.08
Difference (calculated - printed)
SAY (Rs.) - final DAR rate as printed (fixed value, not computed) |  |  |  |  | 460.25
14.31 | Providing and fixing bright finished brass single acting spring hinges with necessary brass screws etc. complete :
14.31.3 | 100 mm
Details of cost for 10 hinges ¦ Source: CivilDAR_2019_Vol_2.pdf, page 147
Code | Description | Unit | Quantity | Rate (Rs.) | Amount (Rs.) | Note
0391 | Brass single acting spring hinges 100 mm | each | 10 | 250
0450 | Brass screws 40 mm | 100 Nos | 0.8 | 170
9977 | Carriage of materials | L.S. | 3.64 | 2
0111 | Carpenter 1st class | day | 0.4 | 738
0114 | Beldar | day | 0.2 | 558
Calculated W - SUM of the Amount column above
W as printed in the DAR |  |  |  |  | 3050.08
Difference (calculated - printed)
SAY (Rs.) - final DAR rate as printed (fixed value, not computed) |  |  |  |  | 408.1
14.32 | Providing and fixing bright finished brass double acting spring hinges with necessary brass screws etc. complete :
14.32.1 | 150 mm
Details of cost for 10 hinges ¦ Source: CivilDAR_2019_Vol_2.pdf, page 148
Code | Description | Unit | Quantity | Rate (Rs.) | Amount (Rs.) | Note
0392 | Brass double acting spring hinges 150 mm | each | 10 | 480
0449 | Brass screws 50 mm | 100 Nos | 0.8 | 220
9977 | Carriage of materials | L.S. | 3.64 | 2
0111 | Carpenter 1st class | day | 0.4 | 738
0114 | Beldar | day | 0.2 | 558
Calculated W - SUM of the Amount column above
W as printed in the DAR |  |  |  |  | 5390.08
Difference (calculated - printed)
SAY (Rs.) - final DAR rate as printed (fixed value, not computed) |  |  |  |  | 721.15
14.32 | Providing and fixing bright finished brass double acting spring hinges with necessary brass screws etc. complete :
14.32.2 | 125 mm
Details of cost for 10 hinges ¦ Source: CivilDAR_2019_Vol_2.pdf, page 148
Code | Description | Unit | Quantity | Rate (Rs.) | Amount (Rs.) | Note
0393 | Brass double acting spring hinges 125 mm | each | 10 | 400
0449 | Brass screws 50 mm | 100 Nos | 0.8 | 220
9977 | Carriage of materials | L.S. | 3.64 | 2
0111 | Carpenter 1st class | day | 0.4 | 738
0114 | Beldar | day | 0.2 | 558
Calculated W - SUM of the Amount column above
W as printed in the DAR |  |  |  |  | 4590.08
Difference (calculated - printed)
SAY (Rs.) - final DAR rate as printed (fixed value, not computed) |  |  |  |  | 614.1
14.32 | Providing and fixing bright finished brass double acting spring hinges with necessary brass screws etc. complete :
14.32.3 | 100 mm
Details of cost for 10 hinges ¦ Source: CivilDAR_2019_Vol_2.pdf, page 149
Code | Description | Unit | Quantity | Rate (Rs.) | Amount (Rs.) | Note
0394 | Brass double acting spring hinges 100 mm | each | 10 | 390
0450 | Brass screws 40 mm | 100 Nos | 0.8 | 170
9977 | Carriage of materials | L.S. | 3.64 | 2
0111 | Carpenter 1st class | day | 0.4 | 738
0114 | Beldar | day | 0.2 | 558
Calculated W - SUM of the Amount column above
W as printed in the DAR |  |  |  |  | 4450.08
Difference (calculated - printed)
SAY (Rs.) - final DAR rate as printed (fixed value, not computed) |  |  |  |  | 595.4
14.33 | Providing and fixing bright finished brass flush bolts with necessary brass screws etc. complete :
14.33.1 | 250 mm
Details of cost for 10 hinges ¦ Source: CivilDAR_2019_Vol_2.pdf, page 149
Code | Description | Unit | Quantity | Rate (Rs.) | Amount (Rs.) | Note
0404 | Brass flush bolt 250 mm | each | 10 | 150
0452 | Brass screws 25 mm | 100 Nos | 0.6 | 100
9977 | Carriage of materials | L.S. | 3.64 | 2
0111 | Carpenter 1st class | Day | 0.2 | 738
Calculated W - SUM of the Amount column above
W as printed in the DAR |  |  |  |  | 1714.88
Difference (calculated - printed)
SAY (Rs.) - final DAR rate as printed (fixed value, not computed) |  |  |  |  | 229.45
14.33 | Providing and fixing bright finished brass flush bolts with necessary brass screws etc. complete :
14.33.2 | 150 mm
Details of cost for 10 hinges ¦ Source: CivilDAR_2019_Vol_2.pdf, page 150
Code | Description | Unit | Quantity | Rate (Rs.) | Amount (Rs.) | Note
0405 | Brass flush bolt 150 mm | each | 10 | 130
0452 | Brass screws 25 mm | 100 Nos | 0.6 | 100
9977 | Carriage of materials | L.S. | 2.73 | 2
0111 | Carpenter 1st class | day | 0.17 | 738
Calculated W - SUM of the Amount column above
W as printed in the DAR |  |  |  |  | 1490.92
Difference (calculated - printed)
SAY (Rs.) - final DAR rate as printed (fixed value, not computed) |  |  |  |  | 199.5
14.33 | Providing and fixing bright finished brass flush bolts with necessary brass screws etc. complete :
14.33.3 | 100 mm
Details of cost for 10 hinges ¦ Source: CivilDAR_2019_Vol_2.pdf, page 150
Code | Description | Unit | Quantity | Rate (Rs.) | Amount (Rs.) | Note
0406 | Brass flush bolt 100 mm | each | 10 | 90
0452 | Brass screws 25 mm | 100 Nos | 0.6 | 100
9977 | Carriage of materials | L.S. | 2.73 | 2
0111 | Carpenter 1st class | day | 0.17 | 738
Calculated W - SUM of the Amount column above
W as printed in the DAR |  |  |  |  | 1090.92
Difference (calculated - printed)
SAY (Rs.) - final DAR rate as printed (fixed value, not computed) |  |  |  |  | 145.95
14.34 | Providing and fixing 150 mm bright finished floor brass door stopper with rubber cushion, necessary brass screws etc. to suit shutter thickness complete
Details of cost for 10 nos ¦ Source: CivilDAR_2019_Vol_2.pdf, page 151
Code | Description | Unit | Quantity | Rate (Rs.) | Amount (Rs.) | Note
0417 | Brass 150 mm floor door stopper (0.357kg) | each | 10 | 160
0450 | Brass screws 40 mm | 100 Nos | 0.4 | 170
9977 | Carriage of material | L.S. | 2.73 | 2
0111 | Carpenter 1st class | day | 0.07 | 738
9999 | Sundries (wooden plugs including fixing in the floor) | L.S. | 6.37 | 2
Calculated W - SUM of the Amount column above
W as printed in the DAR |  |  |  |  | 1737.86
Difference (calculated - printed)
SAY (Rs.) - final DAR rate as printed (fixed value, not computed) |  |  |  |  | 232.5
14.35 | Providing and fixing bright finished brass hard drawn hooks and eyes :
14.35.1 | 300 mm
Details of cost for 10 nos ¦ Source: CivilDAR_2019_Vol_2.pdf, page 151
Code | Description | Unit | Quantity | Rate (Rs.) | Amount (Rs.) | Note
0418 | Brass hard drawn hooks and eyes 300 mm | 10 Nos | 1 | 600
9977 | Carriage of material | L.S. | 0.91 | 2
0111 | Carpenter 1st class | day | 0.06 | 738
Calculated W - SUM of the Amount column above
W as printed in the DAR |  |  |  |  | 646.1
Difference (calculated - printed)
SAY (Rs.) - final DAR rate as printed (fixed value, not computed) |  |  |  |  | 86.45
14.35 | Providing and fixing bright finished brass hard drawn hooks and eyes :
14.35.2 | 250 mm
Details of cost for 10 hooks ¦ Source: CivilDAR_2019_Vol_2.pdf, page 152
Code | Description | Unit | Quantity | Rate (Rs.) | Amount (Rs.) | Note
0419 | Brass hard drawn hooks and eyes 250 mm | 10 Nos | 1 | 574
9977 | Carriage of material | L.S. | 0.91 | 2
0111 | Carpenter 1st class | day | 0.06 | 738
Calculated W - SUM of the Amount column above
W as printed in the DAR |  |  |  |  | 620.1
Difference (calculated - printed)
SAY (Rs.) - final DAR rate as printed (fixed value, not computed) |  |  |  |  | 82.95
14.35 | Providing and fixing bright finished brass hard drawn hooks and eyes :
14.35.3 | 200 mm
Details of cost for 10 nos ¦ Source: CivilDAR_2019_Vol_2.pdf, page 152
Code | Description | Unit | Quantity | Rate (Rs.) | Amount (Rs.) | Note
0420 | Brass hard drawn hooks and eyes 200 mm | 10 Nos | 1 | 510
9977 | Carriage of material | L.S. | 0.91 | 2
0111 | Carpenter 1st class | day | 0.06 | 738
Calculated W - SUM of the Amount column above
W as printed in the DAR |  |  |  |  | 556.1
Difference (calculated - printed)
SAY (Rs.) - final DAR rate as printed (fixed value, not computed) |  |  |  |  | 74.4
14.35 | Providing and fixing bright finished brass hard drawn hooks and eyes :
14.35.4 | 150 mm
Details of cost for 10 nos ¦ Source: CivilDAR_2019_Vol_2.pdf, page 153
Code | Description | Unit | Quantity | Rate (Rs.) | Amount (Rs.) | Note
0421 | Brass hard drawn hooks and eyes 150 mm | 10 Nos | 1 | 400
9977 | Carriage of material | L.S. | 0.91 | 2
0111 | Carpenter 1st class | day | 0.06 | 738
Calculated W - SUM of the Amount column above
W as printed in the DAR |  |  |  |  | 446.1
Difference (calculated - printed)
SAY (Rs.) - final DAR rate as printed (fixed value, not computed) |  |  |  |  | 59.7
14.35 | Providing and fixing bright finished brass hard drawn hooks and eyes :
14.35.5 | 100 mm
Details of cost for 10 nos ¦ Source: CivilDAR_2019_Vol_2.pdf, page 153
Code | Description | Unit | Quantity | Rate (Rs.) | Amount (Rs.) | Note
0422 | Brass hard drawn hooks and eyes 100 mm | 10 Nos | 1 | 345
9977 | Carriage of material | L.S. | 0.91 | 2
0111 | Carpenter 1st class | day | 0.06 | 738
Calculated W - SUM of the Amount column above
W as printed in the DAR |  |  |  |  | 391.1
Difference (calculated - printed)
SAY (Rs.) - final DAR rate as printed (fixed value, not computed) |  |  |  |  | 52.35
14.36 | Providing and fixing bright finished brass fan light pivot with necessary brass screws etc. complete.
Details of cost for 10 nos ¦ Source: CivilDAR_2019_Vol_2.pdf, page 154
Code | Description | Unit | Quantity | Rate (Rs.) | Amount (Rs.) | Note
0429 | Brass fanlight pivot | 10 Nos | 1 | 168
0450 | Brass screws 40 mm | 100 Nos | 0.4 | 170
9977 | Carriage of material | L.S. | 0.91 | 2
0111 | Carpenter 1st class | day | 0.08 | 738
Calculated W - SUM of the Amount column above
W as printed in the DAR |  |  |  |  | 296.86
Difference (calculated - printed)
SAY (Rs.) - final DAR rate as printed (fixed value, not computed) |  |  |  |  | 39.7
14.37 | Providing and fixing 300 mm long bright finished brass chain with hook for fan light including necessary brass screws etc. complete.
Details of cost for 10 nos ¦ Source: CivilDAR_2019_Vol_2.pdf, page 154
Code | Description | Unit | Quantity | Rate (Rs.) | Amount (Rs.) | Note
0430 | Brass chain with hook for fan light catch | each | 10 | 36
0452 | Brass screws 25 mm | 100 Nos | 0.4 | 100
9977 | Carriage of material | L.S. | 0.91 | 2
0111 | Carpenter 1st class | day | 0.1 | 738
Calculated W - SUM of the Amount column above
W as printed in the DAR |  |  |  |  | 475.62
Difference (calculated - printed)
SAY (Rs.) - final DAR rate as printed (fixed value, not computed) |  |  |  |  | 63.65
14.38 | Providing and fixing bright finished brass quadrant stay 300 mm long with necessary brass screws etc. complete.
Details of cost for 10 quadrant ¦ Source: CivilDAR_2019_Vol_2.pdf, page 155
Code | Description | Unit | Quantity | Rate (Rs.) | Amount (Rs.) | Note
0427 | Brass quadrant stays 300 mm | each | 10 | 110
0452 | Brass screws 25 mm | 100 Nos | 0.4 | 100
9977 | Carriage of material | L.S. | 0.91 | 2
0111 | Carpenter 1st class | day | 0.1 | 738
Calculated W - SUM of the Amount column above
W as printed in the DAR |  |  |  |  | 1215.62
Difference (calculated - printed)
SAY (Rs.) - final DAR rate as printed (fixed value, not computed) |  |  |  |  | 162.65
14.39 | Providing and fixing bright finished brass helical door spring (superior quality).
Details of cost for 10 nos ¦ Source: CivilDAR_2019_Vol_2.pdf, page 155
Code | Description | Unit | Quantity | Rate (Rs.) | Amount (Rs.) | Note
0442 | Brass helical spring 150 mm | each | 10 | 290
0449 | Brass screws 50 mm | 100 Nos | 0.4 | 220
0452 | Brass screws 25 mm | 100 Nos | 0.2 | 100
9977 | Carriage of material | L.S. | 3.84 | 2
0111 | Carpenter 1st class | day | 0.4 | 738
0114 | Beldar | day | 0.2 | 558
Calculated W - SUM of the Amount column above
W as printed in the DAR |  |  |  |  | 3422.48
Difference (calculated - printed)
SAY (Rs.) - final DAR rate as printed (fixed value, not computed) |  |  |  |  | 457.9
14.40 | Providing and fixing chromium plated brass butt hinges with necessary chromium plated brass screws etc. complete.
14.40.1 | 125x70x4 mm (ordinary type)
Details of cost for 10 nos ¦ Source: CivilDAR_2019_Vol_2.pdf, page 156
Code | Description | Unit | Quantity | Rate (Rs.) | Amount (Rs.) | Note
0525 | Chromium plated Brass butt hinges (light/ordinary) type 125x70x4 mm | 10 Nos | 1 | 805
0585 | Chromium plated Brass screws 50 mm | 100 Nos | 1 | 300
9977 | Carriage of material | L.S. | 3.64 | 2
0111 | Carpenter 1st class | day | 0.14 | 738
0114 | Beldar | day | 0.1 | 558
Calculated W - SUM of the Amount column above
W as printed in the DAR |  |  |  |  | 1271.4
Difference (calculated - printed)
SAY (Rs.) - final DAR rate as printed (fixed value, not computed) |  |  |  |  | 170.1
14.40 | Providing and fixing chromium plated brass butt hinges with necessary chromium plated brass screws etc. complete.
14.40.2 | 100x70x4 mm (ordinary type)
Details of cost for 10 nos ¦ Source: CivilDAR_2019_Vol_2.pdf, page 156
Code | Description | Unit | Quantity | Rate (Rs.) | Amount (Rs.) | Note
0526 | Chromium plated Brass butt hinges (light/ordinary) type 100x70x4 mm | 10 Nos | 1 | 690
0586 | Chromium plated Brass screws 40 mm | 100 Nos | 0.8 | 290
9977 | Carriage of material | L.S. | 3.64 | 2
0111 | Carpenter 1st class | day | 0.14 | 738
0114 | Beldar | day | 0.1 | 558
Calculated W - SUM of the Amount column above
W as printed in the DAR |  |  |  |  | 1088.4
Difference (calculated - printed)
SAY (Rs.) - final DAR rate as printed (fixed value, not computed) |  |  |  |  | 145.6
14.40 | Providing and fixing chromium plated brass butt hinges with necessary chromium plated brass screws etc. complete.
14.40.3 | 75x65x4 mm (heavy type)
Details of cost for 10 nos ¦ Source: CivilDAR_2019_Vol_2.pdf, page 157
Code | Description | Unit | Quantity | Rate (Rs.) | Amount (Rs.) | Note
0524 | Chromium plated Brass butt hinges (heavy) type 75x65x4 .0 mm (200gms) | 10 Nos | 1 | 905
0587 | Chromium plated Brass screws 30 mm | 100 Nos | 0.6 | 240
9977 | Carriage of material | L.S. | 1.82 | 2
0111 | Carpenter 1st class | day | 0.14 | 738
0114 | Beldar | day | 0.1 | 558
Calculated W - SUM of the Amount column above
W as printed in the DAR |  |  |  |  | 1211.76
Difference (calculated - printed)
SAY (Rs.) - final DAR rate as printed (fixed value, not computed) |  |  |  |  | 162.15
14.40 | Providing and fixing chromium plated brass butt hinges with necessary chromium plated brass screws etc. complete.
14.40.4 | 75x40x2.5 mm (ordinary type)
Details of cost for 10 nos ¦ Source: CivilDAR_2019_Vol_2.pdf, page 157
Code | Description | Unit | Quantity | Rate (Rs.) | Amount (Rs.) | Note
0527 | Chromium plated Brass butt hinges (light/ordinary) type 75x40x2.5 mm | 10 Nos | 1 | 421
0587 | Chromium plated Brass screws 30 mm | 100 Nos | 0.6 | 240
9977 | Carriage of material | L.S. | 1.82 | 2
0111 | Carpenter 1st class | day | 0.14 | 738
0114 | Beldar | day | 0.1 | 558
Calculated W - SUM of the Amount column above
W as printed in the DAR |  |  |  |  | 727.76
Difference (calculated - printed)
SAY (Rs.) - final DAR rate as printed (fixed value, not computed) |  |  |  |  | 97.35
14.40 | Providing and fixing chromium plated brass butt hinges with necessary chromium plated brass screws etc. complete.
14.40.5 | 50x40x2.5 mm (ordinary type)
Details of cost for 10 nos ¦ Source: CivilDAR_2019_Vol_2.pdf, page 158
Code | Description | Unit | Quantity | Rate (Rs.) | Amount (Rs.) | Note
0528 | Chromium plated Brass butt hinges (light/ordinary) type 50x40x2.5 mm | 10 Nos | 1 | 180
0589 | Chromium plated Brass screws 20 mm | 100 Nos | 0.4 | 160
9977 | Carriage of material | L.S. | 0.91 | 2
0111 | Carpenter 1st class | day | 0.08 | 738
Calculated W - SUM of the Amount column above
W as printed in the DAR |  |  |  |  | 304.86
Difference (calculated - printed)
SAY (Rs.) - final DAR rate as printed (fixed value, not computed) |  |  |  |  | 40.8
14.41 | Providing and fixing 85x42 mm chromium plated brass pull bolt lock with necessary chromium plated brass screws, nuts, bolts and washers etc. complete.
Details of cost for 10 nos ¦ Source: CivilDAR_2019_Vol_2.pdf, page 158
Code | Description | Unit | Quantity | Rate (Rs.) | Amount (Rs.) | Note
2467 | Chromium plated Brass pull bolt lock (locking bolt) of size 85 mmx42 mm with screws,bolts,nuts and washers complete | each | 10 | 165
9988 | Carriage of materials & sundries | L.S. | 6.37 | 2
0112 | Carpenter 2nd class | day | 0.25 | 679
Calculated W - SUM of the Amount column above
W as printed in the DAR |  |  |  |  | 1832.49
Difference (calculated - printed)
SAY (Rs.) - final DAR rate as printed (fixed value, not computed) |  |  |  |  | 245.2
14.72 | Providing and fixing double scaffolding system (cup lock type) on the exterior side, up to seven story height made with 40 mm dia M.S. tube 1.5 m centre to centre, horizontal & vertical tubes joining with cup & lock system with M.S. tubes, M.S. tube challies, M.S. clamps and M.S. staircase system in the scaffolding for working platform etc. and maintaining it in a serviceable condition for the required duration as approved and removing it there after .The scaffolding system shall be stiffened with bracings, runners, connection with the building etc wherever required for inspection of work at required locations with essential safety features for the workmen etc. complete as per directions and approval of Engineer-in-charge .The elevational area of the scaffolding shall be measured for payment purpose .The payment will be made once irrespective of duration of scaffolding.
Details of cost for 202.5 sqm ¦ Source: CivilDAR_2019_Vol_2.pdf, page 159
Code | Description | Unit | Quantity | Rate (Rs.) | Amount (Rs.) | Note
14.72X | Rate as per item 14.72X - Scaffolding | each | 1 | 7676.5
2205 | Carriage of Steel | tonne | 6.054 | 92.24
0116 | Fitter (grade 1) | day | 15.5 | 738
0114 | Beldar | day | 31 | 558
9999 | Sundries | L.S. | 1035 | 2
Calculated W - SUM of the Amount column above
W as printed in the DAR |  |  |  |  | 39041.92
Difference (calculated - printed)
SAY (Rs.) - final DAR rate as printed (fixed value, not computed) |  |  |  |  | 257.95
14.72X | Scaffolding
Details of cost for 202.5 sqm ¦ Source: CivilDAR_2019_Vol_2.pdf, page 160
Code | Description | Unit | Quantity | Rate (Rs.) | Amount (Rs.) | Note
7397 | Base jack | each | 14 | 145
4009 | Mild steel tubes hot finished welded type | kilogram | 3765.42 | 57
7387 | Spigot for standard jointing | kg | 123.98 | 43
1034 | Bolts and nuts upto 300 mm in length | quintal | 0.378 | 4800
7346 | Double coupler | each | 120 | 46
7398 | Challies | each | 90 | 765
7399 | Cup lock | each | 1314 | 48
Calculated W - SUM of the Amount column above
W as printed in the DAR |  |  |  |  | not printed | This item prints no W (rate table or sub-analysis).
SAY (Rs.) - final DAR rate as printed (fixed value, not computed) |  |  |  |  | 7676.5
14.73 | Providing and fixing bright finished brass casement window fasteners or peg stays to windows/ ventilators with necessary welding and machine screws etc. complete.
Details of cost for 2 kg ¦ Source: CivilDAR_2019_Vol_2.pdf, page 161
Code | Description | Unit | Quantity | Rate (Rs.) | Amount (Rs.) | Note
0423 | Brass casement window fastener | each | 10 | 45
9999 | Fixing charges including welding and materials etc. | L.S. | 125.58 | 2
9977 | Carriage of materials | L.S. | 3.64 | 2
Calculated W - SUM of the Amount column above
W as printed in the DAR |  |  |  |  | 708.44
Difference (calculated - printed)
SAY (Rs.) - final DAR rate as printed (fixed value, not computed) |  |  |  |  | 473.9
14.74 | Providing and fixing 14 mm bright finished brass spring catch to steel centre hung ventilators with necessary welding and machine screws etc. complete.
Details of cost for 10 window ¦ Source: CivilDAR_2019_Vol_2.pdf, page 161
Code | Description | Unit | Quantity | Rate (Rs.) | Amount (Rs.) | Note
0428 | Brass fanlight catch | 10 Nos | 1 | 170
9999 | Fixing charges including welding and materials etc. | L.S. | 125.58 | 2
9977 | Carriage of materials | L.S. | 3.64 | 2
Calculated W - SUM of the Amount column above
W as printed in the DAR |  |  |  |  | 428.44
Difference (calculated - printed)
SAY (Rs.) - final DAR rate as printed (fixed value, not computed) |  |  |  |  | 57.3
14.75 | Repair to plaster of thickness 12mm to 20 mm in patches of area 2.5 sqm and under, including cutting the patch in proper shape, raking out joints and preparing plastering the wall surface with white cement based polymer modified self curing mortar, including disposal of rubbish, all complete as per the direction of Engineer-In-Charge.
Details of cost for 10 sqm ¦ Source: CivilDAR_2019_Vol_2.pdf, page 162
Code | Description | Unit | Quantity | Rate (Rs.) | Amount (Rs.) | Note
0772 | White cement based polymer modified self curing compound in powder form | kg | 125 | 15
9977 | Carriage of white cement based polymer modified self curing compound in powder form | L.S. | 21.1 | 2
0155 | Mason (average) | day | 1.21 | 709
0114 | Beldar | day | 0.54 | 558
0115 | Coolie | day | 1.29 | 558
9999 | Scaffolding and sunderies | L.S. | 15.21 | 2
Calculated W - SUM of the Amount column above
W as printed in the DAR |  |  |  |  | 3826.65
Difference (calculated - printed)
SAY (Rs.) - final DAR rate as printed (fixed value, not computed) |  |  |  |  | 512
14.75A | Cleaning of terrace/loft water storage tank (inside surface area) upto 2000 litre capacity at all heights with coconut brushes, duster etc., removal of silt, rubbish from the tank and cleaning the tank with fresh water disinfecting with bleaching powder @ 0.5gm per litre capacity of tank including marking the date of cleaning on the side of tank body with the help of stencil and paint and disposing of malba all complete as per direction of Engineer-in-Charge. (The old date already written on tank should be removed with paint remover or black paint and if date is not written with the stencil or old date is not removed deduction will be made @ Rs. 0.10 per litre) (if during cleaning any GI fittings or ball cock is damaged that is to be repaired by contractor at his own cost and nothing extra will be paid on this account)
Details of cost for 5000 litres ¦ Source: CivilDAR_2019_Vol_2.pdf, page 163
Code | Description | Unit | Quantity | Rate (Rs.) | Amount (Rs.) | Note
1301 | Bleaching powder | quintal | 0.025 | 1800
2264 | Carriage of Rubbish | cum | 0.25 | 103.77
9999 | Marking with paint i/c removal of existing markings | L.S. | 30 | 2
0117 | Assistant Fitter or 2nd class Fitter | day | 1 | 679
0114 | Beldar | day | 1 | 558
Calculated W - SUM of the Amount column above
W as printed in the DAR |  |  |  |  | 1367.94
Difference (calculated - printed)
SAY (Rs.) - final DAR rate as printed (fixed value, not computed) |  |  |  |  | 0.35
14.76 | Cleaning and desilting of gully trap chamber, including removal of rubbish mixed with earth etc. and disposal of same, all as per the direction of Engineer-in- charge.
Details of cost for 10 nos ¦ Source: CivilDAR_2019_Vol_2.pdf, page 163
Code | Description | Unit | Quantity | Rate (Rs.) | Amount (Rs.) | Note
0129 | Sewerman | day | 1 | 558
9999 | T & P Bamboo, bucket, whell barrow etc. | L.S. | 11.2 | 2
Calculated W - SUM of the Amount column above
W as printed in the DAR |  |  |  |  | 580.4
Difference (calculated - printed)
SAY (Rs.) - final DAR rate as printed (fixed value, not computed) |  |  |  |  | 77.65
14.77 | Cleaning of chocked sewer line by diesel running vehicle mounting hydraulic operated high pressure suction cum jetting sewer cleaning machine fitted with pump having 4000 litres suction capacity and 6000 litres water jetting tank capacity including skilled operator, supervising engineer etc. for cleaning and partial desilting of manholes and dechocking of sewer lines. Dechocking and flushing of sewer line from one manhole to another by high pressure jetting system of 2200 PSI for sewer line from 150mm dia upto 300mm
Details of cost for 208 metres ¦ Source: CivilDAR_2019_Vol_2.pdf, page 164
Code | Description | Unit | Quantity | Rate (Rs.) | Amount (Rs.) | Note
9999 | Soap, brush, cloths & sundries | L.S. | 345 | 2
8500 | Water for jetting / blowback | 1000 litre | 0.002 | 1500
0087 | Hire Charges of Suction Jeting machine 2200 PSI machine i/c POL and operator | day | 1 | 36000
0139 | Skilled Beldar (for floor rubbing etc.) | day | 4 | 617
0160 | Technician | day | 1 | 775
Calculated W - SUM of the Amount column above
W as printed in the DAR |  |  |  |  | 39936
Difference (calculated - printed)
SAY (Rs.) - final DAR rate as printed (fixed value, not computed) |  |  |  |  | 256.9
14.78 | Cleaning of under ground sump, Over Head R.C.C. Tank ( independent staging) including disposal of slit and rubbish, all as per direction of Engineer-in-Charge. The cleaning shall consist following operations:- (i) Tank shall be emptied of water by pumping & bottom shall be cleaned of silt and other deposits. (ii) Entire surface area of the sump shall then scrubbed thoroughly with wire brush etc. and pressure washed with water. (iii) Chlorination of RCC internal surface by liquid chlorine. (iv) The treated surface shall be dried using air jetting and all loose particles shall be removal from the surface. (v) Finally the surface shall be treated with ultraviolet radiation etc. as per direction of Engineer-in-Charge.
Details of cost for 570 sqm ¦ Source: CivilDAR_2019_Vol_2.pdf, page 165
Code | Description | Unit | Quantity | Rate (Rs.) | Amount (Rs.) | Note
0011 | Hire charges of Pump set of capacity 4000 litres/hour | day | 1.7 | 700
0114 | Beldar | day | 10.88 | 558
0114 | Beldar | day | 5.13 | 558
0115 | Coolie | day | 2.28 | 558
0101 | Bhisti | day | 2.28 | 617
9999 | Sundries | L.S. | 142.5 | 2
1301 | Bleaching powder | quintal | 0.57 | 1800
0006 | Hire charges of Spraying machine including electric charges | day | 14.25 | 250
0138 | Sprayer (for bitumen, tar etc.) | day | 14.25 | 617
0058 | Air compressor | hour | 2 | 200
0114 | Beldar | day | 0.25 | 558
0085 | Using cost of Ultra Violet Radiation tube | hour | 0.5 | 189
0114 | Beldar | day | 0.0625 | 558
Calculated W - SUM of the Amount column above
W as printed in the DAR |  |  |  |  | 27137.21
Difference (calculated - printed)
SAY (Rs.) - final DAR rate as printed (fixed value, not computed) |  |  |  |  | 63.7
14.79 | Disconnecting damaged overhead/terrace PVC water storage tank of any size from water supply line and removing from the terrace including shifting at ground level as per direction of Engineer-in-charge.
Details of cost for 1 No ¦ Source: CivilDAR_2019_Vol_2.pdf, page 166
Code | Description | Unit | Quantity | Rate (Rs.) | Amount (Rs.) | Note
0117 | Assistant Fitter or 2nd class Fitter | day | 0.1 | 679
0114 | Beldar | day | 0.1 | 558
0114 | Beldar | day | 0.2 | 558
9999 | Sundries | L.S. | 1.1 | 2
Calculated W - SUM of the Amount column above
W as printed in the DAR |  |  |  |  | 237.5
Difference (calculated - printed)
SAY (Rs.) - final DAR rate as printed (fixed value, not computed) |  |  |  |  | 317.75
14.80 | Providing & fixing White vitreous china water closet squatting pan (Indian type) along with "S" or "P" trap including dismantling of old WC seat and "S" or "P" trap at site complete with all operations including all necessary materials, labour and disposal of dismantled material i/c malba, all complete as per the direction of Engineer-in charge.
14.80.1 | Long pattern W.C Pan of size 580x440 mm
Details of cost for 1 no ¦ Source: CivilDAR_2019_Vol_2.pdf, page 166
Code | Description | Unit | Quantity | Rate (Rs.) | Amount (Rs.) | Note
1953 | Vitreous china Indian type W.C. pan size 580 mm | each | 1 | 450
1970 | Vitreous china foot rests 250x125x25 mm | pair | 1 | 100
1890 | Centrifugally sand cast (spun) S&S "P" or "S" trap | each | 1 | 300
9999 | Cement sand & grit etc. | L.S. | 13.36 | 2
9977 | Carriage of materials | L.S. | 13.52 | 2
1880 | Dismantled "P" or "S" trap scrap (app. Wt 2 kg.) | kg | -2 | 22
0129 | Sewerman | day | 0.05 | 558
0114 | Beldar | day | 0.2 | 558
0126 | Mason 1st class | day | 0.8 | 738
0114 | Beldar | day | 0.8 | 558
Calculated W - SUM of the Amount column above
W as printed in the DAR |  |  |  |  | 2036.06
Difference (calculated - printed)
SAY (Rs.) - final DAR rate as printed (fixed value, not computed) |  |  |  |  | 2724.1
14.80 | Providing & fixing White vitreous china water closet squatting pan (Indian type) along with "S" or "P" trap including dismantling of old WC seat and "S" or "P" trap at site complete with all operations including all necessary materials, labour and disposal of dismantled material i/c malba, all complete as per the direction of Engineer-in charge.
14.80.2 | Orissa pattern W.C Pan of size 580x440 mm
Details of cost for 1 no ¦ Source: CivilDAR_2019_Vol_2.pdf, page 167
Code | Description | Unit | Quantity | Rate (Rs.) | Amount (Rs.) | Note
1954 | Vitreous china orrisa type W.C. pan size 580 mm | each | 1 | 1200
1890 | Centrifugally sand cast (spun) S&S "P" or "S" trap | each | 1 | 300
9999 | Cement sand & grit etc. | L.S. | 13.36 | 2
9977 | Carriage of materials | L.S. | 13.52 | 2
1880 | Dismantled "P" or "S" trap scrap (app. Wt 2 kg.) | kg | -2 | 22
0129 | Sewerman | day | 0.05 | 558
0114 | Beldar | day | 0.125 | 558
0126 | Mason 1st class | day | 0.8 | 738
0114 | Beldar | day | 0.8 | 558
Calculated W - SUM of the Amount column above
W as printed in the DAR |  |  |  |  | 2644.21
Difference (calculated - printed)
SAY (Rs.) - final DAR rate as printed (fixed value, not computed) |  |  |  |  | 3537.8
14.81 | Cutting holes of required size in brick masonry wall for fixing of exhaust fan including providing and fixing 300 mm dia PVC pipe conforming BIS-12818 and making good the same etc. complete as per direction of Engineer-in-charge.
Details of cost for 10 nos ¦ Source: CivilDAR_2019_Vol_2.pdf, page 168
Code | Description | Unit | Quantity | Rate (Rs.) | Amount (Rs.) | Note
13.4.1 | Rate as per item 13.4.1 - 12 mm cement plaster of mix - 1:4 (1 cement: 4 coarse sand) | sqm | 3 | 276.15
7752 | PVC slotted pipe 200 mm dia as per IS: | 12818 metre | 0.25 | 840
9999 | Sundries | L.S. | 8.06 | 2
0123 | Mason (brick layer) 1st class | day | 0.11 | 738
0124 | Mason (brick layer) 2nd class | day | 0.11 | 679
0114 | Beldar | day | 1.1 | 558
9999 | Add L.S. For Delay | L.S. | 16.12 | 2
Calculated W - SUM of the Amount column above
W as printed in the DAR |  |  |  |  | 1856.48
Difference (calculated - printed)
SAY (Rs.) - final DAR rate as printed (fixed value, not computed) |  |  |  |  | 220.4
14.82 | Dismantling W.C. Pan of all sizes including disposal of dismantled materials i/c malba all complete as per directions of Engineer-in-Charge.
Details of cost for 1 no ¦ Source: CivilDAR_2019_Vol_2.pdf, page 168
Code | Description | Unit | Quantity | Rate (Rs.) | Amount (Rs.) | Note
0114 | Beldar | day | 0.125 | 558
9999 | Sundries | L.S. | 1 | 2
Calculated W - SUM of the Amount column above
W as printed in the DAR |  |  |  |  | 71.75
Difference (calculated - printed)
SAY (Rs.) - final DAR rate as printed (fixed value, not computed) |  |  |  |  | 96
14.83 | Hacking of CC flooring including cleaning for surface etc. complete as per direction of the Engineer-in-Charge.
Details of cost for 10 sqm ¦ Source: CivilDAR_2019_Vol_2.pdf, page 169
Code | Description | Unit | Quantity | Rate (Rs.) | Amount (Rs.) | Note
0114 | Beldar | day | 0.03 | 558
9999 | Sundries | L.S. | 1 | 2
Calculated W - SUM of the Amount column above
W as printed in the DAR |  |  |  |  | 18.74
Difference (calculated - printed)
SAY (Rs.) - final DAR rate as printed (fixed value, not computed) |  |  |  |  | 2.5
14.84 | Dismantling 15 to 40 mm dia G.I. pipe including stacking of dismantled pipes (within 50 metres lead) as per direction of Engineer-in-Charge. (a) Internal Work- Exposed on wall
Details of cost for 10 metres ¦ Source: CivilDAR_2019_Vol_2.pdf, page 169
Code | Description | Unit | Quantity | Rate (Rs.) | Amount (Rs.) | Note
9999 | Dismantling of G.I. Pipe and stacking etc. | L.S. | 10 | 2
Calculated W - SUM of the Amount column above
W as printed in the DAR |  |  |  |  | 20
Difference (calculated - printed)
SAY (Rs.) - final DAR rate as printed (fixed value, not computed) |  |  |  |  | 2.7
14.85 | Taking out existing wooden door shutter, repair by cutting, painting etc. and refixing of repaired door shutters to existing door frames, including replacement of hinges with screws, etc. as required, all complete as per the direction of the Engineer-in-charge.
Details of cost for 2.2 sqm ¦ Source: CivilDAR_2019_Vol_2.pdf, page 170
Code | Description | Unit | Quantity | Rate (Rs.) | Amount (Rs.) | Note
0637 | Bright finished or black enameled mild steel screws 40 mm | 100 Nos | 0.24 | 60
0156 | Carpenter (average) | day | 0.18 | 709
0114 | Beldar | day | 0.18 | 558
Calculated W - SUM of the Amount column above
W as printed in the DAR |  |  |  |  | 242.46
Difference (calculated - printed)
SAY (Rs.) - final DAR rate as printed (fixed value, not computed) |  |  |  |  | 297.85
14.86 | Providing and laying in situ seven course water proofing treatment with APP (Atactic poly-propylene) modified Polymeric memberane over roof consisting of first coat of bitumen primer @ 0.40 litre per sqm, 2nd, 4th & 6th courses of bonding
Details of cost for 30 sqm ¦ Source: CivilDAR_2019_Vol_2.pdf, page 170
Code | Description | Unit | Quantity | Rate (Rs.) | Amount (Rs.) | Note
8200 | A.P.P. modified polymeric felt (two layers) 1.5 mm thick | sqm | 66 | 80
0316 | Bitumen solution primer of approved quality | litre | 12 | 45
0313 | Blown type petroleum bitumen of penetration 85/25 of approved quality | tonne | 0.108 | 34000
2211 | Carriage of Tar bitumen | tonne | 0.12 | 103.77
9977 | Carriage of polymeric felt | L.S. | 7.8 | 2
0370 | Coal (steam) | quintal | 0.174 | 440
2200 | Carriage of steam coal | tonne | 0.0174 | 120
9999 | Preparing roof surface, cutting grooves and making good the same | L.S. | 134.55 | 2
0131 | Painter | day | 2.16 | 679
0114 | Beldar | day | 3.24 | 558
0130 | Mistry | day | 0.18 | 738
9999 | Sundries, brushes etc | L.S. | 6.76 | 2
Calculated W - SUM of the Amount column above
W as printed in the DAR |  |  |  |  | 13288.72
Difference (calculated - printed)
SAY (Rs.) - final DAR rate as printed (fixed value, not computed) |  |  |  |  | 592.65
14.87 | Providing and laying in situ five course water proofing treatment with APP (Atactic Polypropylene) modified Polymeric memberane over roof consisting of first coat of bitumen primer @ 0.40 litre per sqm, 2nd & 4th courses of bonding material @
Details of cost for 30 sqm ¦ Source: CivilDAR_2019_Vol_2.pdf, page 171
Code | Description | Unit | Quantity | Rate (Rs.) | Amount (Rs.) | Note
8201 | A.P.P. modified polymeric felt (two layers) 2 mm thick | sqm | 33 | 100
0316 | Bitumen solution primer of approved quality | litre | 12 | 45
0313 | Blown type petroleum bitumen of penetration 85/25 of approved quality | tonne | 0.072 | 34000
2211 | Carriage of Tar bitumen | tonne | 0.084 | 103.77
9977 | Carriage of polymeric felt | L.S. | 7.8 | 2
0370 | Coal (steam) | quintal | 0.174 | 440
2200 | Carriage of steam coal | tonne | 0.0174 | 120
9999 | Preparing roof surface, cutting grooves and making good the same | L.S. | 134.55 | 2
0131 | Painter | day | 1.58 | 679
0114 | Beldar | day | 2.37 | 558
0130 | Mistry | day | 0.13 | 738
9999 | Sundries, brushes etc | L.S. | 6.76 | 2
Calculated W - SUM of the Amount column above
W as printed in the DAR |  |  |  |  | 9164.8
Difference (calculated - printed)
SAY (Rs.) - final DAR rate as printed (fixed value, not computed) |  |  |  |  | 408.75
14.88 | Providing and laying in situ seven course water proofing treatment with APP (Atactic Polypropylene) modified Polymeric memberane over roof consisting of first coat of bitumen primer @ 0.40 litre per sqm, 2nd, 4th & 6th courses of bonding material @
Details of cost for 30 sqm ¦ Source: CivilDAR_2019_Vol_2.pdf, page 172
Code | Description | Unit | Quantity | Rate (Rs.) | Amount (Rs.) | Note
8201 | A.P.P. modified polymeric felt (two layers) 2 mm thick | sqm | 66 | 100
0316 | Bitumen solution primer of approved quality | litre | 12 | 45
0313 | Blown type petroleum bitumen of penetration 85/25 of approved quality | tonne | 0.108 | 34000
2211 | Carriage of Tar bitumen | tonne | 0.12 | 103.77
9977 | Carriage of polymeric felt | L.S. | 7.8 | 2
0370 | Coal (steam) | quintal | 0.174 | 440
2200 | Carriage of steam coal | tonne | 0.0174 | 120
9999 | Preparing roof surface, cutting grooves and making good the same | L.S. | 134.55 | 2
0131 | Painter | day | 2.16 | 679
0114 | Beldar | day | 3.24 | 558
0130 | Mistry | day | 0.18 | 738
9999 | Sundries, brushes etc | L.S. | 6.76 | 2
Calculated W - SUM of the Amount column above
W as printed in the DAR |  |  |  |  | 14608.72
Difference (calculated - printed)
SAY (Rs.) - final DAR rate as printed (fixed value, not computed) |  |  |  |  | 651.5
14.89 | Providing and fixing APP (Atactic Polypropylene Polymer) modified prefabricated five layer 2 mm thick water proofing membrane, black finished reinforced with glass fibre matt consisting of a coat of bitumen primer for bitumen membrane @ 0.40 litre/sqm by the same membrance manufacture of density at 25°C, 0.87 - 0.89 kg/ litre and viscocity 70 - 160 cps. Over the primer coat the layer of membrane shall be laid using Butane torch and sealing all joints etc., and preparing the surface complete. The vital physical and chemical parameters of the membrane shall be as under : Joint strength in longitudinal and transverse direction at 23°C as 350/300 N/ 5 cm. Tear strength in longitudinal and transverse direction as 60/80N. Softening point of membrane not less than 150°C. Cold flexibility shall be upto -2°C when tested in accordance with ASTM, D - 5147. The laying of membrane shall be got done
through the authorised
14.89.1 | 2mm (for corrugated roof sheets)
Details of cost for 30 sqm ¦ Source: CivilDAR_2019_Vol_2.pdf, page 174
Code | Description | Unit | Quantity | Rate (Rs.) | Amount (Rs.) | Note
8203 | A.P.P. modified 2 mm thick membrance reinforced with glass fibre matt | sqm | 33 | 126.67
8206 | Bitumen primer for bitumen membrance | litre | 12 | 80
2211 | Carriage of Tar bitumen | tonne | 0.012 | 103.77
9977 | Carriage of bitumen membrance | L.S. | 7.8 | 2
1241 | Commercial LPG in cylinder | kg | 7 | 82
9999 | Preparing roof surface, cutting grooves | L.S. | 49.53 | 2
0159 | Skilled torch operator for laying tack | day | 2.16 | 738
0130 | Mistry | day | 0.18 | 738
0114 | Beldar | day | 3.24 | 558
9999 | Sundries, brushes, bitumen torch etc | L.S. | 23.4 | 2
Calculated W - SUM of the Amount column above
W as printed in the DAR |  |  |  |  | 9411.66
Difference (calculated - printed)
SAY (Rs.) - final DAR rate as printed (fixed value, not computed) |  |  |  |  | 419.75
14.90 | Providing and laying APP (Atactic Polypropylene Polymer) modified prefabricated five layer, 3 mm thick water proofing membrane, black finished reinforced with glass fibre matt consisting of a coat of bitumen primer for bitumen membrane @ 0.40 litre/sqm by the same membrane manufactured of density at 25°C, 0.87 - 0.89 kg/litre and viscocity 70 - 160 cps. Over the primer coat the layer of membrane shall be laid using butane torch and sealing all joints etc., and preparing the surface complete. The vital physical and chemical parameters of the membrane shall be as under : Joint strength in longitudinal and transverse direction at 23°C as 350/300 N/5 cm. Tear strength in longitudinal and transverse direction as 60/80N. Softening point of membrane not less than 150°C. Cold flexibility shall be upto -2°C when tested in accordance with ASTM, D - 5147. The laying of membrane shall be got done
through the authorised
14.90.1 | 3 mm thick
Details of cost for 30 sqm ¦ Source: CivilDAR_2019_Vol_2.pdf, page 174
Code | Description | Unit | Quantity | Rate (Rs.) | Amount (Rs.) | Note
8204 | A.P.P. modified 3 mm thick membrance reinforced with glass fibre matt | sqm | 33 | 190
8206 | Bitumen primer for bitumen membrance | litre | 12 | 80
2211 | Carriage of Tar bitumen | tonne | 0.012 | 103.77
9977 | Carriage of bitumen membrance | L.S. | 7.8 | 2
1241 | Commercial LPG in cylinder | kg | 7 | 82
9999 | Preparing roof surface, cutting grooves | L.S. | 49.53 | 2
0159 | Skilled torch operator for laying tack | day | 2.16 | 738
0130 | Mistry | day | 0.18 | 738
0114 | Beldar | day | 3.24 | 558
9999 | Sundries, brushes, bitumen torch etc | L.S. | 23.4 | 2
Calculated W - SUM of the Amount column above
W as printed in the DAR |  |  |  |  | 11501.55
Difference (calculated - printed)
SAY (Rs.) - final DAR rate as printed (fixed value, not computed) |  |  |  |  | 512.95
14.91 | Providing and laying APP (Atactic Polypropylene Polymer) modified prefabricated five layer 3 mm thick water proofing membrane, black finished reinforced with non- woven polyester matt consisting of a coat of bitumen primer for bitumen membrane @ 0.40 litre/sqm by the same membrane manufacture of density at 25°C, 0.87-0.89 kg/ litre and viscocity 70-160 cps. Over the primer coat the layer of membrane shall be laid using Butane Torch and sealing all joints etc, and preparing the surface complete. The vital physical and chemical parameters of the membrane shall be as under : Joint strength in longitudinal and transverse direction at 23°C as 650/ 450N/ 5cm. Tear strength in longitudinal and transverse direction as 300/250N. Softening point of membrane not less than 150°C. Cold flexibility shall be upto -2°C when tested in accordance with ASTM, D - 5147. The laying of membrane shall be got
done through the authorised applicator of the manufacturer of membrane :
14.91.1 | 3 mm thick
Details of cost for 30 sqm ¦ Source: CivilDAR_2019_Vol_2.pdf, page 175
Code | Description | Unit | Quantity | Rate (Rs.) | Amount (Rs.) | Note
8205 | A.P.P. modified 3 mm thick membrance reinforced with polyster matt | sqm | 33 | 205
8206 | Bitumen primer for bitumen membrance | litre | 12 | 80
2211 | Carriage of Tar bitumen | tonne | 0.012 | 103.77
9977 | Carriage of bitumen membrance | L.S. | 7.8 | 2
1241 | Commercial LPG in cylinder | kg | 7 | 82
9999 | Preparing roof surface, cutting grooves | L.S. | 49.53 | 2
0159 | Skilled torch operator for laying tack | day | 2.16 | 738
0130 | Mistry | day | 0.18 | 738
0114 | Beldar | day | 3.24 | 558
9999 | Sundries, brushes, bitumen torch etc | L.S. | 23.4 | 2
Calculated W - SUM of the Amount column above
W as printed in the DAR |  |  |  |  | 11996.55
Difference (calculated - printed)
SAY (Rs.) - final DAR rate as printed (fixed value, not computed) |  |  |  |  | 535
14.92 | Extra for covering top of membrane with Geotextile, 120 gsm non woven, 100% polyester of thickness 1 to 1.25 mm bonded to the membrane with intermittent touch by heating the membrane by Butane Torch as per manufactures recommendation.
Details of cost for 30 sqm ¦ Source: CivilDAR_2019_Vol_2.pdf, page 176
Code | Description | Unit | Quantity | Rate (Rs.) | Amount (Rs.) | Note
8207 | Geotextile 120 gsm membrance | sqm | 31.5 | 45
9977 | Carriage of Geotextile | L.S. | 7.8 | 2
0159 | Skilled torch operator for laying tack | day | 0.43 | 738
0130 | Mistry | day | 0.04 | 738
0114 | Beldar | day | 0.65 | 558
9999 | Sundries, torch, LPG etc | L.S. | 46.8 | 2
Calculated W - SUM of the Amount column above
W as printed in the DAR |  |  |  |  | 2236.26
Difference (calculated - printed)
SAY (Rs.) - final DAR rate as printed (fixed value, not computed) |  |  |  |  | 99.75
14.93 | Providing round the clock security guard without gun for watch & ward of Government premises and its all belongings by deploying neatly dressed security guards in 8 hour's shift including necessary T&P like torch, lathi and uniform etc.complete,as per the direction of Engineer-in-charge. (One job means 8 hour's duty).
Details of cost for 1 job ¦ Source: CivilDAR_2019_Vol_2.pdf, page 177
Code | Description | Unit | Quantity | Rate (Rs.) | Amount (Rs.) | Note
0164 | Security guard (without gun) | day | 1 | 617
9999 | Lathi,torch,dress & other sundries | L.S. | 10 | 2
Calculated W - SUM of the Amount column above
W as printed in the DAR |  |  |  |  | not printed | This item prints no W (rate table or sub-analysis).
SAY (Rs.) - final DAR rate as printed (fixed value, not computed) |  |  |  |  | 732.55
14.94 | Providing round the clock security guard with gun for watch & ward of Government premises and its all belongings by deploying neatly dressed security guards in 8 hour's shift including necessary T&P like torch, lathi and uniform etc.complete, as per the direction of Engineer-in-charge.(One job means 8 hour's duty).
Details of cost for 1 job ¦ Source: CivilDAR_2019_Vol_2.pdf, page 178
Code | Description | Unit | Quantity | Rate (Rs.) | Amount (Rs.) | Note
0165 | Security guard (with gun) | day | 1 | 679
9999 | Lathi,torch,uniform,wooden stick & other miscellaneous items | L.S. | 10 | 2
Calculated W - SUM of the Amount column above
W as printed in the DAR |  |  |  |  | not printed | This item prints no W (rate table or sub-analysis).
SAY (Rs.) - final DAR rate as printed (fixed value, not computed) |  |  |  |  | 803.85

## 15_Dismantling_Demolishing
SUB-HEAD 15: DISMANTLING AND DEMOLISHING
92 priced items. Amount and Calculated W are live Excel formulas (Quantity x Rate, SUM); the printed W and SAY are the DAR's own figures. Edit any Quantity or Rate and the item's calculated W recalculates.
15.1 | Demolishing lime concrete manually/ by mechanical means and disposal of
Details of cost for 1 cum ¦ Source: CivilDAR_2019_Vol_2.pdf, page 182
Code | Description | Unit | Quantity | Rate (Rs.) | Amount (Rs.) | Note
0114 | Beldar | day | 0.44 | 558
0115 | Coolie | day | 0.37 | 558
9999 | Sundries | L.S. | 1.04 | 2
Calculated W - SUM of the Amount column above
W as printed in the DAR |  |  |  |  | 454.06
Difference (calculated - printed)
SAY (Rs.) - final DAR rate as printed (fixed value, not computed) |  |  |  |  | 607.5
15.2 | Demolishing cement concrete manually/ by mechanical means including disposal of material within 50 metres lead as per direction of Engineer - in - charge.
15.2.1 | Nominal concrete 1:3:6 or richer mix (i/c equivalent design mix)
Details of cost for 1 cum ¦ Source: CivilDAR_2019_Vol_2.pdf, page 182
Code | Description | Unit | Quantity | Rate (Rs.) | Amount (Rs.) | Note
0114 | Beldar | day | 1.59 | 558
0115 | Coolie | day | 0.72 | 558
9999 | Sundries | L.S. | 4.81 | 2
Calculated W - SUM of the Amount column above
W as printed in the DAR |  |  |  |  | 1298.6
Difference (calculated - printed)
SAY (Rs.) - final DAR rate as printed (fixed value, not computed) |  |  |  |  | 1737.45
15.2 | Demolishing cement concrete manually/ by mechanical means including disposal of material within 50 metres lead as per direction of Engineer - in - charge.
15.2.2 | Nominal concrete 1:4:8 or leaner mix (i/c equivalent design mix)
Details of cost for 1 cum ¦ Source: CivilDAR_2019_Vol_2.pdf, page 182
Code | Description | Unit | Quantity | Rate (Rs.) | Amount (Rs.) | Note
0114 | Beldar | day | 0.88 | 558
0115 | Coolie | day | 0.55 | 558
9999 | Sundries | L.S. | 1.95 | 2
Calculated W - SUM of the Amount column above
W as printed in the DAR |  |  |  |  | 801.84
Difference (calculated - printed)
SAY (Rs.) - final DAR rate as printed (fixed value, not computed) |  |  |  |  | 1072.8
15.3 | Demolishing R.C.C. work manually/ by mechanical means including stacking of steel bars and disposal of unserviceable material within 50 metres lead as per direction of Engineer - in- charge.
Details of cost for 1 cum ¦ Source: CivilDAR_2019_Vol_2.pdf, page 183
Code | Description | Unit | Quantity | Rate (Rs.) | Amount (Rs.) | Note
0114 | Beldar | day | 2.65 | 558
0115 | Coolie | day | 0.72 | 558
9999 | Sundries | L.S. | 7.02 | 2
Calculated W - SUM of the Amount column above
W as printed in the DAR |  |  |  |  | 1894.5
Difference (calculated - printed)
SAY (Rs.) - final DAR rate as printed (fixed value, not computed) |  |  |  |  | 2534.7
15.4 | Demolishing R.B. work manually/ by mechanical means including stacking of steel bars and disposal of unserviceable material within 50 metres lead as per direction of Engineer-in- charge.
Details of cost for 1 cum ¦ Source: CivilDAR_2019_Vol_2.pdf, page 183
Code | Description | Unit | Quantity | Rate (Rs.) | Amount (Rs.) | Note
0114 | Beldar | day | 2.12 | 558
0115 | Coolie | day | 0.9 | 558
9999 | Sundries | L.S. | 4.68 | 2
Calculated W - SUM of the Amount column above
W as printed in the DAR |  |  |  |  | 1694.52
Difference (calculated - printed)
SAY (Rs.) - final DAR rate as printed (fixed value, not computed) |  |  |  |  | 2267.15
15.5 | Extra for cutting reinforcement bars manually/ by mechanical means in R.C.C. or R.B. work (Payment shall be made on the cross sectional area of R.C.C. or R.B. work) as per direction of Engineer-in-charge.
Details of cost for 1 sqm ¦ Source: CivilDAR_2019_Vol_2.pdf, page 184
Code | Description | Unit | Quantity | Rate (Rs.) | Amount (Rs.) | Note
0103 | Blacksmith 2nd class | day | 0.5 | 679
0114 | Beldar | day | 0.5 | 558
9999 | Sundries | L.S. | 13.39 | 2
Calculated W - SUM of the Amount column above
W as printed in the DAR |  |  |  |  | 645.28
Difference (calculated - printed)
SAY (Rs.) - final DAR rate as printed (fixed value, not computed) |  |  |  |  | 863.35
15.6 | Extra for scrapping, cleaning and straightening reinforcement from R.C.C. or R.B. work.
Details of cost for 94.8 kg ¦ Source: CivilDAR_2019_Vol_2.pdf, page 184
Code | Description | Unit | Quantity | Rate (Rs.) | Amount (Rs.) | Note
0103 | Blacksmith 2nd class | day | 0.25 | 679
0114 | Beldar | day | 0.5 | 558
9999 | Sundries | L.S. | 13.39 | 2
Calculated W - SUM of the Amount column above
W as printed in the DAR |  |  |  |  | 475.53
Difference (calculated - printed)
SAY (Rs.) - final DAR rate as printed (fixed value, not computed) |  |  |  |  | 6.7
15.7 | Demolishing brick work manually/ by mechanical means including stacking of serviceable material and disposal of unserviceable material within 50 metres lead as per direction of Engineer-in-charge.
15.7.1 | In mud mortar
Details of cost for 1 cum ¦ Source: CivilDAR_2019_Vol_2.pdf, page 185
Code | Description | Unit | Quantity | Rate (Rs.) | Amount (Rs.) | Note
0114 | Beldar | day | 0.3 | 558
0115 | Coolie | day | 0.37 | 558
9999 | Sundries | L.S. | 1.04 | 2
Calculated W - SUM of the Amount column above
W as printed in the DAR |  |  |  |  | 375.94
Difference (calculated - printed)
SAY (Rs.) - final DAR rate as printed (fixed value, not computed) |  |  |  |  | 503
15.7 | Demolishing brick work manually/ by mechanical means including stacking of serviceable material and disposal of unserviceable material within 50 metres lead as per direction of Engineer-in-charge.
15.7.2 | In lime mortar with old mughal bricks
Details of cost for 1 cum ¦ Source: CivilDAR_2019_Vol_2.pdf, page 185
Code | Description | Unit | Quantity | Rate (Rs.) | Amount (Rs.) | Note
0114 | Beldar | day | 1.24 | 558
0115 | Coolie | day | 0.46 | 558
9999 | Sundries | L.S. | 1.04 | 2
Calculated W - SUM of the Amount column above
W as printed in the DAR |  |  |  |  | 950.68
Difference (calculated - printed)
SAY (Rs.) - final DAR rate as printed (fixed value, not computed) |  |  |  |  | 1271.95
15.7 | Demolishing brick work manually/ by mechanical means including stacking of serviceable material and disposal of unserviceable material within 50 metres lead as per direction of Engineer-in-charge.
15.7.3 | In lime mortar
Details of cost for 1 cum ¦ Source: CivilDAR_2019_Vol_2.pdf, page 186
Code | Description | Unit | Quantity | Rate (Rs.) | Amount (Rs.) | Note
0114 | Beldar | day | 0.44 | 558
0115 | Coolie | day | 0.37 | 558
9999 | Sundries | L.S. | 1.04 | 2
Calculated W - SUM of the Amount column above
W as printed in the DAR |  |  |  |  | 454.06
Difference (calculated - printed)
SAY (Rs.) - final DAR rate as printed (fixed value, not computed) |  |  |  |  | 607.5
15.7 | Demolishing brick work manually/ by mechanical means including stacking of serviceable material and disposal of unserviceable material within 50 metres lead as per direction of Engineer-in-charge.
15.7.4 | In cement mortar
Details of cost for 1 cum ¦ Source: CivilDAR_2019_Vol_2.pdf, page 186
Code | Description | Unit | Quantity | Rate (Rs.) | Amount (Rs.) | Note
0114 | Beldar | day | 1.06 | 558
0115 | Coolie | day | 0.9 | 558
9999 | Sundries | L.S. | 2.47 | 2
Calculated W - SUM of the Amount column above
W as printed in the DAR |  |  |  |  | 1098.62
Difference (calculated - printed)
SAY (Rs.) - final DAR rate as printed (fixed value, not computed) |  |  |  |  | 1469.9
15.8 | Removing mortar from bricks and cleaning bricks including stacking within a lead of 50 m (stacks of cleaned bricks shall be measured):
15.8.1 | From brick work in mud mortar
Details of cost for 1000 nos ¦ Source: CivilDAR_2019_Vol_2.pdf, page 187
Code | Description | Unit | Quantity | Rate (Rs.) | Amount (Rs.) | Note
0114 | Beldar | day | 2.4 | 558
0115 | Coolie | day | 1.6 | 558
0124 | Mason (brick layer) 2nd class | day | 0.4 | 679
9999 | Sundries | L.S. | 1.82 | 2
Calculated W - SUM of the Amount column above
W as printed in the DAR |  |  |  |  | 2507.24
Difference (calculated - printed)
SAY (Rs.) - final DAR rate as printed (fixed value, not computed) |  |  |  |  | 3354.55
15.8 | Removing mortar from bricks and cleaning bricks including stacking within a lead of 50 m (stacks of cleaned bricks shall be measured):
15.8.2 | From brick work in lime mortar
Details of cost for 1000 nos ¦ Source: CivilDAR_2019_Vol_2.pdf, page 187
Code | Description | Unit | Quantity | Rate (Rs.) | Amount (Rs.) | Note
0114 | Beldar | day | 2.8 | 558
0115 | Coolie | day | 1.4 | 558
0124 | Mason (brick layer) 2nd class | day | 0.8 | 679
9999 | Sundries | L.S. | 8.97 | 2
Calculated W - SUM of the Amount column above
W as printed in the DAR |  |  |  |  | 2904.74
Difference (calculated - printed)
SAY (Rs.) - final DAR rate as printed (fixed value, not computed) |  |  |  |  | 3886.35
15.8 | Removing mortar from bricks and cleaning bricks including stacking within a lead of 50 m (stacks of cleaned bricks shall be measured):
15.8.3 | From brick work in cement mortar
Details of cost for 1000 nos ¦ Source: CivilDAR_2019_Vol_2.pdf, page 187
Code | Description | Unit | Quantity | Rate (Rs.) | Amount (Rs.) | Note
0114 | Beldar | day | 3.5 | 558
0115 | Coolie | day | 1.5 | 558
0124 | Mason (brick layer) 2nd class | day | 1.24 | 679
9999 | Sundries | L.S. | 8.06 | 2
Calculated W - SUM of the Amount column above
W as printed in the DAR |  |  |  |  | 3648.08
Difference (calculated - printed)
SAY (Rs.) - final DAR rate as printed (fixed value, not computed) |  |  |  |  | 4880.9
15.9 | Demolishing stone rubble masonry manually/ by mechanical means including stacking of serviceable material and disposal of unserviceable material within 50 metres lead as per direction of Engineer-in-charge :
15.9.1 | In lime mortar
Details of cost for 1 cum ¦ Source: CivilDAR_2019_Vol_2.pdf, page 188
Code | Description | Unit | Quantity | Rate (Rs.) | Amount (Rs.) | Note
0114 | Beldar | day | 0.61 | 558
0115 | Coolie | day | 0.49 | 558
9999 | Sundries | L.S. | 1.95 | 2
Calculated W - SUM of the Amount column above
W as printed in the DAR |  |  |  |  | 617.7
Difference (calculated - printed)
SAY (Rs.) - final DAR rate as printed (fixed value, not computed) |  |  |  |  | 826.45
15.9 | Demolishing stone rubble masonry manually/ by mechanical means including stacking of serviceable material and disposal of unserviceable material within 50 metres lead as per direction of Engineer-in-charge :
15.9.2 | In cement mortar
Details of cost for 1 cum ¦ Source: CivilDAR_2019_Vol_2.pdf, page 188
Code | Description | Unit | Quantity | Rate (Rs.) | Amount (Rs.) | Note
0114 | Beldar | day | 1.3 | 558
0115 | Coolie | day | 1.04 | 558
9999 | Sundries | L.S. | 2.73 | 2
Calculated W - SUM of the Amount column above
W as printed in the DAR |  |  |  |  | 1311.18
Difference (calculated - printed)
SAY (Rs.) - final DAR rate as printed (fixed value, not computed) |  |  |  |  | 1754.3
15.10 | Dismantling dressed stone work ashlar face stone work, marble work or precast concrete work manually/ by mechanical means including stacking of serviceable and disposal of unserviceable material within 50 metres lead as per direction of Engineer-in-charge :
15.10.1 | In lime mortar
Details of cost for 1 cum ¦ Source: CivilDAR_2019_Vol_2.pdf, page 189
Code | Description | Unit | Quantity | Rate (Rs.) | Amount (Rs.) | Note
0114 | Beldar | day | 0.78 | 558
0115 | Coolie | day | 0.61 | 558
9999 | Sundries | L.S. | 2.73 | 2
Calculated W - SUM of the Amount column above
W as printed in the DAR |  |  |  |  | 781.08
Difference (calculated - printed)
SAY (Rs.) - final DAR rate as printed (fixed value, not computed) |  |  |  |  | 1045.05
15.10 | Dismantling dressed stone work ashlar face stone work, marble work or precast concrete work manually/ by mechanical means including stacking of serviceable and disposal of unserviceable material within 50 metres lead as per direction of Engineer-in-charge :
15.10.2 | In cement mortar
Details of cost for 1 cum ¦ Source: CivilDAR_2019_Vol_2.pdf, page 189
Code | Description | Unit | Quantity | Rate (Rs.) | Amount (Rs.) | Note
0114 | Beldar | day | 1.55 | 558
0115 | Coolie | day | 1.19 | 558
9999 | Sundries | L.S. | 2.73 | 2
Calculated W - SUM of the Amount column above
W as printed in the DAR |  |  |  |  | 1534.38
Difference (calculated - printed)
SAY (Rs.) - final DAR rate as printed (fixed value, not computed) |  |  |  |  | 2052.9
15.11 | Removing mortar from and cleaning stones and concrete articles (net quantity of stacks of cleaned materials will be measured):
15.11.1 | In lime mortar
Details of cost for 1 cum ¦ Source: CivilDAR_2019_Vol_2.pdf, page 190
Code | Description | Unit | Quantity | Rate (Rs.) | Amount (Rs.) | Note
0124 | Mason (brick layer) 2nd class | day | 0.05 | 679
0114 | Beldar | day | 0.2 | 558
0115 | Coolie | day | 0.2 | 558
9999 | Sundries | L.S. | 0.52 | 2
Calculated W - SUM of the Amount column above
W as printed in the DAR |  |  |  |  | 258.19
Difference (calculated - printed)
SAY (Rs.) - final DAR rate as printed (fixed value, not computed) |  |  |  |  | 345.45
15.11 | Removing mortar from and cleaning stones and concrete articles (net quantity of stacks of cleaned materials will be measured):
15.11.2 | In cement mortar
Details of cost for 1 cum ¦ Source: CivilDAR_2019_Vol_2.pdf, page 190
Code | Description | Unit | Quantity | Rate (Rs.) | Amount (Rs.) | Note
0124 | Mason (brick layer) 2nd class | day | 0.05 | 679
0114 | Beldar | day | 0.4 | 558
0115 | Coolie | day | 0.2 | 558
9999 | Sundries | L.S. | 0.91 | 2
Calculated W - SUM of the Amount column above
W as printed in the DAR |  |  |  |  | 370.57
Difference (calculated - printed)
SAY (Rs.) - final DAR rate as printed (fixed value, not computed) |  |  |  |  | 495.8
15.12 | Dismantling doors, windows and clerestory windows (steel or wood) shutter including chowkhats, architrave, holdfasts etc. complete and stacking within 50 metres lead :
15.12.1 | Of area 3 sq. metres and below
Details of cost for 1 nos ¦ Source: CivilDAR_2019_Vol_2.pdf, page 191
Code | Description | Unit | Quantity | Rate (Rs.) | Amount (Rs.) | Note
0124 | Mason (brick layer) 2nd class | day | 0.1 | 679
0114 | Beldar | day | 0.18 | 558
0103 | Blacksmith 2nd class | day | 0.05 | 679
9999 | Sundries | L.S. | 1.43 | 2
Calculated W - SUM of the Amount column above
W as printed in the DAR |  |  |  |  | 205.15
Difference (calculated - printed)
SAY (Rs.) - final DAR rate as printed (fixed value, not computed) |  |  |  |  | 274.5
15.12 | Dismantling doors, windows and clerestory windows (steel or wood) shutter including chowkhats, architrave, holdfasts etc. complete and stacking within 50 metres lead :
15.12.2 | Of area beyond 3 sq. metres
Details of cost for 1 nos ¦ Source: CivilDAR_2019_Vol_2.pdf, page 191
Code | Description | Unit | Quantity | Rate (Rs.) | Amount (Rs.) | Note
0124 | Mason (brick layer) 2nd class | day | 0.13 | 679
0114 | Beldar | day | 0.25 | 558
0103 | Blacksmith 2nd class | day | 0.07 | 679
9999 | Sundries | L.S. | 2.73 | 2
Calculated W - SUM of the Amount column above
W as printed in the DAR |  |  |  |  | 280.76
Difference (calculated - printed)
SAY (Rs.) - final DAR rate as printed (fixed value, not computed) |  |  |  |  | 375.65
15.13 | Taking out doors, windows and clerestory window shutters (steel or wood) including stacking within 50 metres lead :
15.13.1 | Of area 3 sq. metres and below
Details of cost for 1 nos ¦ Source: CivilDAR_2019_Vol_2.pdf, page 192
Code | Description | Unit | Quantity | Rate (Rs.) | Amount (Rs.) | Note
0112 | Carpenter 2nd class | day | 0.05 | 679
0114 | Beldar | day | 0.08 | 558
9999 | Sundries | L.S. | 0.52 | 2
Calculated W - SUM of the Amount column above
W as printed in the DAR |  |  |  |  | 79.63
Difference (calculated - printed)
SAY (Rs.) - final DAR rate as printed (fixed value, not computed) |  |  |  |  | 106.55
15.13 | Taking out doors, windows and clerestory window shutters (steel or wood) including stacking within 50 metres lead :
15.13.2 | Of area beyond 3 sq. metres
Details of cost for 1 nos ¦ Source: CivilDAR_2019_Vol_2.pdf, page 192
Code | Description | Unit | Quantity | Rate (Rs.) | Amount (Rs.) | Note
0112 | Carpenter 2nd class | day | 0.07 | 679
0114 | Beldar | day | 0.1 | 558
9999 | Sundries | L.S. | 0.91 | 2
Calculated W - SUM of the Amount column above
W as printed in the DAR |  |  |  |  | 105.15
Difference (calculated - printed)
SAY (Rs.) - final DAR rate as printed (fixed value, not computed) |  |  |  |  | 140.7
15.14 | Dismantling wood work in frames, trusses, purlins and rafters up to 10 metres span and 5 metres height including stacking the material within 50 metres lead :
15.14.1 | Of sectional area 40 square centimetres and above
Details of cost for 1 cum ¦ Source: CivilDAR_2019_Vol_2.pdf, page 193
Code | Description | Unit | Quantity | Rate (Rs.) | Amount (Rs.) | Note
0112 | Carpenter 2nd class | day | 2 | 679
0114 | Beldar | day | 2 | 558
9999 | Sundries | L.S. | 13.39 | 2
Calculated W - SUM of the Amount column above
W as printed in the DAR |  |  |  |  | 2500.78
Difference (calculated - printed)
SAY (Rs.) - final DAR rate as printed (fixed value, not computed) |  |  |  |  | 3345.9
15.14 | Dismantling wood work in frames, trusses, purlins and rafters up to 10 metres span and 5 metres height including stacking the material within 50 metres lead :
15.14.2 | Of sectional area below 40 square centimetres
Details of cost for 10 metre ¦ Source: CivilDAR_2019_Vol_2.pdf, page 193
Code | Description | Unit | Quantity | Rate (Rs.) | Amount (Rs.) | Note
0112 | Carpenter 2nd class | day | 0.08 | 679
0114 | Beldar | day | 0.08 | 558
9999 | Sundries | L.S. | 0.52 | 2
Calculated W - SUM of the Amount column above
W as printed in the DAR |  |  |  |  | 100
Difference (calculated - printed)
SAY (Rs.) - final DAR rate as printed (fixed value, not computed) |  |  |  |  | 13.4
15.15 | Extra for dismantling trusses, rafters, purlins etc. of wood work for every additional span of one metre or part thereof beyond 10 metres :
15.15.1 | Of sectional area 40 square centimetres and above
Details of cost for 1 cum ¦ Source: CivilDAR_2019_Vol_2.pdf, page 193
Code | Description | Unit | Quantity | Rate (Rs.) | Amount (Rs.) | Note
0103 | Blacksmith 2nd class | day | 0.2 | 679
0114 | Beldar | day | 0.3 | 558
9999 | Sundries | L.S. | 13.39 | 2
Calculated W - SUM of the Amount column above
W as printed in the DAR |  |  |  |  | 329.98
Difference (calculated - printed)
SAY (Rs.) - final DAR rate as printed (fixed value, not computed) |  |  |  |  | 441.5
15.15 | Extra for dismantling trusses, rafters, purlins etc. of wood work for every additional span of one metre or part thereof beyond 10 metres :
15.15.2 | Of sectional area below 40 square centimetres
Details of cost for 10 metre ¦ Source: CivilDAR_2019_Vol_2.pdf, page 194
Code | Description | Unit | Quantity | Rate (Rs.) | Amount (Rs.) | Note
0103 | Blacksmith 2nd class | day | 0.006 | 679
0114 | Beldar | day | 0.008 | 558
9999 | Sundries | L.S. | 0.39 | 2
Calculated W - SUM of the Amount column above
W as printed in the DAR |  |  |  |  | 9.32
Difference (calculated - printed)
SAY (Rs.) - final DAR rate as printed (fixed value, not computed) |  |  |  |  | 1.25
15.16 | Extra for dismantling trusses, rafters, purlins etc. of wood work for every additional height of one metre or part thereof beyond 5 metres :
15.16.1 | Of sectional area 40 square centimetres and above
Details of cost for 1 cum ¦ Source: CivilDAR_2019_Vol_2.pdf, page 194
Code | Description | Unit | Quantity | Rate (Rs.) | Amount (Rs.) | Note
0103 | Blacksmith 2nd class | day | 0.25 | 679
0114 | Beldar | day | 0.5 | 558
9999 | Sundries | L.S. | 13.39 | 2
Calculated W - SUM of the Amount column above
W as printed in the DAR |  |  |  |  | 475.53
Difference (calculated - printed)
SAY (Rs.) - final DAR rate as printed (fixed value, not computed) |  |  |  |  | 636.25
15.16 | Extra for dismantling trusses, rafters, purlins etc. of wood work for every additional height of one metre or part thereof beyond 5 metres :
15.16.2 | Of sectional area below 40 square centimetres
Details of cost for 10 metre ¦ Source: CivilDAR_2019_Vol_2.pdf, page 195
Code | Description | Unit | Quantity | Rate (Rs.) | Amount (Rs.) | Note
0103 | Blacksmith 2nd class | day | 0.01 | 679
0114 | Beldar | day | 0.02 | 558
9999 | Sundries | L.S. | 0.39 | 2
Calculated W - SUM of the Amount column above
W as printed in the DAR |  |  |  |  | 18.73
Difference (calculated - printed)
SAY (Rs.) - final DAR rate as printed (fixed value, not computed) |  |  |  |  | 2.5
15.17 | Dismantling steel work in single sections including dismembering and stacking within 50 metres lead in:
15.17.1 | R.S. Joists
Details of cost for 1 quintal ¦ Source: CivilDAR_2019_Vol_2.pdf, page 195
Code | Description | Unit | Quantity | Rate (Rs.) | Amount (Rs.) | Note
0103 | Blacksmith 2nd class | day | 0.05 | 679
0100 | Bandhani | day | 0.1 | 617
0114 | Beldar | day | 0.15 | 558
9999 | Sundries | L.S. | 2.73 | 2
Calculated W - SUM of the Amount column above
W as printed in the DAR |  |  |  |  | 184.81
Difference (calculated - printed)
SAY (Rs.) - final DAR rate as printed (fixed value, not computed) |  |  |  |  | 2.45
15.17 | Dismantling steel work in single sections including dismembering and stacking within 50 metres lead in:
15.17.2 | Channels, angles, tees and flats
Details of cost for 1 quintal ¦ Source: CivilDAR_2019_Vol_2.pdf, page 196
Code | Description | Unit | Quantity | Rate (Rs.) | Amount (Rs.) | Note
0103 | Blacksmith 2nd class | day | 0.05 | 679
0100 | Bandhani | day | 0.05 | 617
0114 | Beldar | day | 0.1 | 558
9999 | Sundries | L.S. | 2.73 | 2
Calculated W - SUM of the Amount column above
W as printed in the DAR |  |  |  |  | 126.06
Difference (calculated - printed)
SAY (Rs.) - final DAR rate as printed (fixed value, not computed) |  |  |  |  | 1.7
15.18 | Dismantling steel work in built up sections in angles, tees, flats and channels including all gusset plates, bolts, nuts, cutting rivets, welding etc. including dismembering and stacking within 50 metres lead.
Details of cost for 1 quintal ¦ Source: CivilDAR_2019_Vol_2.pdf, page 196
Code | Description | Unit | Quantity | Rate (Rs.) | Amount (Rs.) | Note
0103 | Blacksmith 2nd class | day | 0.15 | 679
0100 | Bandhani | day | 0.1 | 617
0114 | Beldar | day | 0.25 | 558
9999 | Sundries | L.S. | 4.16 | 2
Calculated W - SUM of the Amount column above
W as printed in the DAR |  |  |  |  | 311.37
Difference (calculated - printed)
SAY (Rs.) - final DAR rate as printed (fixed value, not computed) |  |  |  |  | 4.15
15.19 | Dismantling steel work manually/ by mechanical means in built up sections without dismembering and stacking within 50 metres lead as per direction of Engineer-in-charge.
Details of cost for 1 quintal ¦ Source: CivilDAR_2019_Vol_2.pdf, page 197
Code | Description | Unit | Quantity | Rate (Rs.) | Amount (Rs.) | Note
0100 | Bandhani | day | 0.1 | 617
0114 | Beldar | day | 0.25 | 558
9999 | Sundries | L.S. | 2.73 | 2
Calculated W - SUM of the Amount column above
W as printed in the DAR |  |  |  |  | 206.66
Difference (calculated - printed)
SAY (Rs.) - final DAR rate as printed (fixed value, not computed) |  |  |  |  | 2.75
15.20 | Extra for dismantling trusses, rafters, purlins etc. of steel work for every additional span of one metre or part thereof beyond 10 metres
Details of cost for 1 quintal ¦ Source: CivilDAR_2019_Vol_2.pdf, page 197
Code | Description | Unit | Quantity | Rate (Rs.) | Amount (Rs.) | Note
0100 | Bandhani | day | 0.02 | 617
0114 | Beldar | day | 0.06 | 558
9999 | Sundries | L.S. | 0.39 | 2
Calculated W - SUM of the Amount column above
W as printed in the DAR |  |  |  |  | 46.6
Difference (calculated - printed)
SAY (Rs.) - final DAR rate as printed (fixed value, not computed) |  |  |  |  | 0.6
15.21 | Extra for dismantling trusses, rafters, purlins etc. of steel work for every additional height of one metre or part thereof beyond 5 metres.
Details of cost for 1 quintal ¦ Source: CivilDAR_2019_Vol_2.pdf, page 198
Code | Description | Unit | Quantity | Rate (Rs.) | Amount (Rs.) | Note
0100 | Bandhani | day | 0.02 | 617
0114 | Beldar | day | 0.06 | 558
9999 | Sundries | L.S. | 0.39 | 2
Calculated W - SUM of the Amount column above
W as printed in the DAR |  |  |  |  | 46.6
Difference (calculated - printed)
SAY (Rs.) - final DAR rate as printed (fixed value, not computed) |  |  |  |  | 0.6
15.22 | Extra for marking of structural steel work required to be re-erected.
Details of cost for 1 quintal ¦ Source: CivilDAR_2019_Vol_2.pdf, page 198
Code | Description | Unit | Quantity | Rate (Rs.) | Amount (Rs.) | Note
0130 | Mistry | day | 0.2 | 738
0114 | Beldar | day | 0.2 | 558
Calculated W - SUM of the Amount column above
W as printed in the DAR |  |  |  |  | 259.2
Difference (calculated - printed)
SAY (Rs.) - final DAR rate as printed (fixed value, not computed) |  |  |  |  | 3.45
15.23 | Dismantling tile work in floors and roofs laid in cement mortar including stacking material within 50 metres lead.
15.23.1 | For thickness of tiles 10 mm to 25 mm
Details of cost for 10 sqm ¦ Source: CivilDAR_2019_Vol_2.pdf, page 199
Code | Description | Unit | Quantity | Rate (Rs.) | Amount (Rs.) | Note
0124 | Mason (brick layer) 2nd class | day | 0.3 | 679
0114 | Beldar | day | 0.12 | 558
0115 | Coolie | day | 0.24 | 558
9999 | Sundries | L.S. | 2.73 | 2
Calculated W - SUM of the Amount column above
W as printed in the DAR |  |  |  |  | 410.04
Difference (calculated - printed)
SAY (Rs.) - final DAR rate as printed (fixed value, not computed) |  |  |  |  | 54.85
15.23 | Dismantling tile work in floors and roofs laid in cement mortar including stacking material within 50 metres lead.
15.23.2 | For thickness of tiles above 25 mm and up to 40 mm
Details of cost for 10 sqm ¦ Source: CivilDAR_2019_Vol_2.pdf, page 199
Code | Description | Unit | Quantity | Rate (Rs.) | Amount (Rs.) | Note
0124 | Mason (brick layer) 2nd class | day | 0.59 | 679
0114 | Beldar | day | 0.18 | 558
0115 | Coolie | day | 0.24 | 558
9999 | Sundries | L.S. | 2.73 | 2
Calculated W - SUM of the Amount column above
W as printed in the DAR |  |  |  |  | 640.43
Difference (calculated - printed)
SAY (Rs.) - final DAR rate as printed (fixed value, not computed) |  |  |  |  | 85.7
15.24 | Demolishing dry brick pitching in floors, drains etc. including stacking of serviceable material and disposal of unserviceable material within 50 metres lead :
Details of cost for 1 cum ¦ Source: CivilDAR_2019_Vol_2.pdf, page 199
Code | Description | Unit | Quantity | Rate (Rs.) | Amount (Rs.) | Note
0114 | Beldar | day | 0.25 | 558
0115 | Coolie | day | 1 | 558
9999 | Sundries | L.S. | 2.73 | 2
Calculated W - SUM of the Amount column above
W as printed in the DAR |  |  |  |  | 702.96
Difference (calculated - printed)
SAY (Rs.) - final DAR rate as printed (fixed value, not computed) |  |  |  |  | 940.5
15.25 | Dismantling stone slab flooring laid in cement mortar including stacking of serviceable material and disposal of unserviceable material within 50 metres lead.
Details of cost for 10 sqm ¦ Source: CivilDAR_2019_Vol_2.pdf, page 200
Code | Description | Unit | Quantity | Rate (Rs.) | Amount (Rs.) | Note
0114 | Beldar | day | 1.77 | 558
0115 | Coolie | day | 0.75 | 558
9999 | Sundries | L.S. | 8.06 | 2
Calculated W - SUM of the Amount column above
W as printed in the DAR |  |  |  |  | 1422.28
Difference (calculated - printed)
SAY (Rs.) - final DAR rate as printed (fixed value, not computed) |  |  |  |  | 190.3
15.26 | Demolishing brick tile covering in terracing including stacking of serviceable
Details of cost for 10 sqm ¦ Source: CivilDAR_2019_Vol_2.pdf, page 200
Code | Description | Unit | Quantity | Rate (Rs.) | Amount (Rs.) | Note
0124 | Mason (brick layer) 2nd class | day | 0.54 | 679
0114 | Beldar | day | 0.16 | 558
0115 | Coolie | day | 0.24 | 558
9999 | Sundries | L.S. | 2.47 | 2
Calculated W - SUM of the Amount column above
W as printed in the DAR |  |  |  |  | 594.8
Difference (calculated - printed)
SAY (Rs.) - final DAR rate as printed (fixed value, not computed) |  |  |  |  | 79.6
15.27 | Demolishing mud phaska in terracing and disposal of material within 50 metres lead.
Details of cost for 1 cum ¦ Source: CivilDAR_2019_Vol_2.pdf, page 201
Code | Description | Unit | Quantity | Rate (Rs.) | Amount (Rs.) | Note
0114 | Beldar | day | 0.25 | 558
0115 | Coolie | day | 0.62 | 558
9999 | Sundries | L.S. | 1.04 | 2
Calculated W - SUM of the Amount column above
W as printed in the DAR |  |  |  |  | 487.54
Difference (calculated - printed)
SAY (Rs.) - final DAR rate as printed (fixed value, not computed) |  |  |  |  | 652.3
15.28 | Dismantling roofing including ridges, hips, valleys and gutters etc., and stacking the material within 50 metres lead of:
15.28.1 | G.S. Sheet
Details of cost for 10 sqm ¦ Source: CivilDAR_2019_Vol_2.pdf, page 201
Code | Description | Unit | Quantity | Rate (Rs.) | Amount (Rs.) | Note
0112 | Carpenter 2nd class | day | 0.5 | 679
0114 | Beldar | day | 1 | 558
9999 | Sundries | L.S. | 6.76 | 2
Calculated W - SUM of the Amount column above
W as printed in the DAR |  |  |  |  | 911.02
Difference (calculated - printed)
SAY (Rs.) - final DAR rate as printed (fixed value, not computed) |  |  |  |  | 121.9
15.28 | Dismantling roofing including ridges, hips, valleys and gutters etc., and stacking the material within 50 metres lead of:
15.28.2 | Asbestos cement sheet
Details of cost for 10 sqm ¦ Source: CivilDAR_2019_Vol_2.pdf, page 202
Code | Description | Unit | Quantity | Rate (Rs.) | Amount (Rs.) | Note
0112 | Carpenter 2nd class | day | 0.2 | 679
0114 | Beldar | day | 0.5 | 558
9999 | Sundries | L.S. | 5.33 | 2
Calculated W - SUM of the Amount column above
W as printed in the DAR |  |  |  |  | 425.46
Difference (calculated - printed)
SAY (Rs.) - final DAR rate as printed (fixed value, not computed) |  |  |  |  | 56.9
15.29 | Dismantling stone slab roofing over wooden karries or R.C.C. battens (dismantling karries and battens to be paid for separately), including stacking of serviceable material and disposal of unserviceable material within 50 metres lead.
Details of cost for 1 cum ¦ Source: CivilDAR_2019_Vol_2.pdf, page 202
Code | Description | Unit | Quantity | Rate (Rs.) | Amount (Rs.) | Note
0114 | Beldar | day | 1.77 | 558
0115 | Coolie | day | 0.75 | 558
9999 | Sundries | L.S. | 8.06 | 2
Calculated W - SUM of the Amount column above
W as printed in the DAR |  |  |  |  | 1422.28
Difference (calculated - printed)
SAY (Rs.) - final DAR rate as printed (fixed value, not computed) |  |  |  |  | 1902.9
15.30 | Dismantling jack arch roofing and floors including stacking of serviceable
Details of cost for 10 sqm ¦ Source: CivilDAR_2019_Vol_2.pdf, page 202
Code | Description | Unit | Quantity | Rate (Rs.) | Amount (Rs.) | Note
0114 | Beldar | day | 1.19 | 558
0115 | Coolie | day | 1.21 | 558
9999 | Sundries | L.S. | 8.06 | 2
Calculated W - SUM of the Amount column above
W as printed in the DAR |  |  |  |  | 1355.32
Difference (calculated - printed)
SAY (Rs.) - final DAR rate as printed (fixed value, not computed) |  |  |  |  | 181.35
15.31 | Dismantling tiled roofing with battens, boarding etc. complete including stacking of serviceable material and disposal of unserviceable material within 50 metres lead.
Details of cost for 10 sqm ¦ Source: CivilDAR_2019_Vol_2.pdf, page 203
Code | Description | Unit | Quantity | Rate (Rs.) | Amount (Rs.) | Note
0114 | Beldar | day | 1.73 | 558
0115 | Coolie | day | 0.25 | 558
9999 | Sundries | L.S. | 8.06 | 2
Calculated W - SUM of the Amount column above
W as printed in the DAR |  |  |  |  | 1120.96
Difference (calculated - printed)
SAY (Rs.) - final DAR rate as printed (fixed value, not computed) |  |  |  |  | 150
15.32 | Demolishing thatch roofing including mats, bamboo, jaffari etc. complete including stacking of serviceable material and disposal of unserviceable material within 50 metres lead.
Details of cost for 10 sqm ¦ Source: CivilDAR_2019_Vol_2.pdf, page 203
Code | Description | Unit | Quantity | Rate (Rs.) | Amount (Rs.) | Note
0114 | Beldar | day | 0.54 | 558
9999 | Sundries | L.S. | 3.64 | 2
Calculated W - SUM of the Amount column above
W as printed in the DAR |  |  |  |  | 308.6
Difference (calculated - printed)
SAY (Rs.) - final DAR rate as printed (fixed value, not computed) |  |  |  |  | 41.3
15.33 | Dismantling wooden ballies in posts and struts including stacking within 50metres lead.
Details of cost for 50 metre ¦ Source: CivilDAR_2019_Vol_2.pdf, page 204
Code | Description | Unit | Quantity | Rate (Rs.) | Amount (Rs.) | Note
0114 | Beldar | day | 0.5 | 558
0115 | Coolie | day | 0.5 | 558
9999 | Sundries | L.S. | 0.52 | 2
Calculated W - SUM of the Amount column above
W as printed in the DAR |  |  |  |  | 559.04
Difference (calculated - printed)
SAY (Rs.) - final DAR rate as printed (fixed value, not computed) |  |  |  |  | 14.95
15.34 | Dismantling and stacking within 50 metres lead, fencing posts or struts including all earth work and dismantling of concrete etc. in base of:
15.34.1 | T' or 'L' iron or pipe
Details of cost for 1 nos ¦ Source: CivilDAR_2019_Vol_2.pdf, page 204
Code | Description | Unit | Quantity | Rate (Rs.) | Amount (Rs.) | Note
0114 | Beldar | day | 0.107 | 558
0115 | Coolie | day | 0.067 | 558
9999 | Excavation, transporting and stacking the posts to the required place within 50 metres lead, refilling the pit and dressing the same | L.S. | 0.26 | 2
9999 | Extra for lifting of R.C.C. posts being heavier than L iron and cleaning the posts of stacking concrete | L.S. | 13.39 | 2
9999 | Sundries | L.S. | 1.43 | 2
Calculated W - SUM of the Amount column above
W as printed in the DAR |  |  |  |  | 127.25
Difference (calculated - printed)
SAY (Rs.) - final DAR rate as printed (fixed value, not computed) |  |  |  |  | 170.25
15.34 | Dismantling and stacking within 50 metres lead, fencing posts or struts including all earth work and dismantling of concrete etc. in base of:
15.34.2 | R.C.C.
Details of cost for 1 nos ¦ Source: CivilDAR_2019_Vol_2.pdf, page 205
Code | Description | Unit | Quantity | Rate (Rs.) | Amount (Rs.) | Note
0114 | Beldar | day | 0.097 | 558
0115 | Coolie | day | 0.06 | 558
9999 | Sundries | L.S. | 0.26 | 2
9999 | Excavation, transporting and stacking the posts to the required place within 50 metres lead, refilling the pit and dressing the same | L.S. | 13.39 | 2
9999 | Extra for lifting of R.C.C. posts being heavier than L iron and cleaning the posts of stacking concrete | L.S. | 8.06 | 2
9999 | Sundries | L.S. | 2.73 | 2
Calculated W - SUM of the Amount column above
W as printed in the DAR |  |  |  |  | 136.49
Difference (calculated - printed)
SAY (Rs.) - final DAR rate as printed (fixed value, not computed) |  |  |  |  | 182.6
15.35 | Cutting ballies or wooden posts of fencing at the point of projection above the concrete or ground and stacking the same within 50 metres lead.
Details of cost for 1 ballie ¦ Source: CivilDAR_2019_Vol_2.pdf, page 205
Code | Description | Unit | Quantity | Rate (Rs.) | Amount (Rs.) | Note
9999 | Cutting | L.S. | 2.73 | 2
9999 | Transporting and stacking | L.S. | 1.43 | 2
Calculated W - SUM of the Amount column above
W as printed in the DAR |  |  |  |  | 8.32
Difference (calculated - printed)
SAY (Rs.) - final DAR rate as printed (fixed value, not computed) |  |  |  |  | 11.15
15.36 | Dismantling barbed wire or flexible wire rope in fencing including making rolls and stacking within 50 metres lead.
Details of cost for 1 quintal ¦ Source: CivilDAR_2019_Vol_2.pdf, page 206
Code | Description | Unit | Quantity | Rate (Rs.) | Amount (Rs.) | Note
0114 | Beldar | day | 3.5 | 558
9999 | Sundries | L.S. | 5.33 | 2
Calculated W - SUM of the Amount column above
W as printed in the DAR |  |  |  |  | 1963.66
Difference (calculated - printed)
SAY (Rs.) - final DAR rate as printed (fixed value, not computed) |  |  |  |  | 26.25
15.37 | Dismantling wooden trellis work excluding frames but including stacking the serviceable material within 50 metres lead.
Details of cost for 10 sqm ¦ Source: CivilDAR_2019_Vol_2.pdf, page 206
Code | Description | Unit | Quantity | Rate (Rs.) | Amount (Rs.) | Note
0124 | Mason (brick layer) 2nd class | day | 0.1 | 679
0114 | Beldar | day | 0.25 | 558
0115 | Coolie | day | 0.25 | 558
9999 | Sundries | L.S. | 2.73 | 2
Calculated W - SUM of the Amount column above
W as printed in the DAR |  |  |  |  | 352.36
Difference (calculated - printed)
SAY (Rs.) - final DAR rate as printed (fixed value, not computed) |  |  |  |  | 47.15
15.38 | Dismantling expanded metal or I.R.C. fabrics with necessary battens and beading including stacking the serviceable material within 50 metres lead.
Details of cost for 10 sqm ¦ Source: CivilDAR_2019_Vol_2.pdf, page 207
Code | Description | Unit | Quantity | Rate (Rs.) | Amount (Rs.) | Note
0112 | Carpenter 2nd class | day | 0.1 | 679
0114 | Beldar | day | 0.4 | 558
0115 | Coolie | day | 0.2 | 558
9999 | Sundries | L.S. | 4.16 | 2
Calculated W - SUM of the Amount column above
W as printed in the DAR |  |  |  |  | 411.02
Difference (calculated - printed)
SAY (Rs.) - final DAR rate as printed (fixed value, not computed) |  |  |  |  | 55
15.39 | Dismantling wooden boardings in lining of walls and partitions, excluding supporting members but including stacking within 50 metres lead :
15.39.1 | Up to 10 mm thick
Details of cost for 10 sqm ¦ Source: CivilDAR_2019_Vol_2.pdf, page 207
Code | Description | Unit | Quantity | Rate (Rs.) | Amount (Rs.) | Note
0112 | Carpenter 2nd class | day | 0.15 | 679
0114 | Beldar | day | 0.2 | 558
0115 | Coolie | day | 0.2 | 558
9999 | Sundries | L.S. | 5.33 | 2
Calculated W - SUM of the Amount column above
W as printed in the DAR |  |  |  |  | 335.71
Difference (calculated - printed)
SAY (Rs.) - final DAR rate as printed (fixed value, not computed) |  |  |  |  | 44.9
15.39 | Dismantling wooden boardings in lining of walls and partitions, excluding supporting members but including stacking within 50 metres lead :
15.39.2 | Thickness above 10 mm up to 25 mm
Details of cost for 10 sqm ¦ Source: CivilDAR_2019_Vol_2.pdf, page 207
Code | Description | Unit | Quantity | Rate (Rs.) | Amount (Rs.) | Note
0112 | Carpenter 2nd class | day | 0.2 | 679
0114 | Beldar | day | 0.25 | 558
0115 | Coolie | day | 0.25 | 558
9999 | Sundries | L.S. | 6.76 | 2
Calculated W - SUM of the Amount column above
W as printed in the DAR |  |  |  |  | 428.32
Difference (calculated - printed)
SAY (Rs.) - final DAR rate as printed (fixed value, not computed) |  |  |  |  | 57.3
15.39 | Dismantling wooden boardings in lining of walls and partitions, excluding supporting members but including stacking within 50 metres lead :
15.39.3 | Thickness above 25 mm up to 40 mm
Details of cost for 10 sqm ¦ Source: CivilDAR_2019_Vol_2.pdf, page 208
Code | Description | Unit | Quantity | Rate (Rs.) | Amount (Rs.) | Note
0112 | Carpenter 2nd class | day | 0.2 | 679
0114 | Beldar | day | 0.3 | 558
0115 | Coolie | day | 0.3 | 558
9999 | Sundries | L.S. | 13.39 | 2
Calculated W - SUM of the Amount column above
W as printed in the DAR |  |  |  |  | 497.38
Difference (calculated - printed)
SAY (Rs.) - final DAR rate as printed (fixed value, not computed) |  |  |  |  | 66.55
15.40 | Dismantling precast concrete or stone slabs in walls, partition walls etc. including stacking within 50 metres lead :
15.40.1 | Thickness up to 40 mm
Details of cost for 10 sqm ¦ Source: CivilDAR_2019_Vol_2.pdf, page 208
Code | Description | Unit | Quantity | Rate (Rs.) | Amount (Rs.) | Note
0124 | Mason (brick layer) 2nd class | day | 0.2 | 679
0114 | Beldar | day | 2 | 558
0115 | Coolie | day | 0.5 | 558
9999 | Sundries | L.S. | 13.39 | 2
Calculated W - SUM of the Amount column above
W as printed in the DAR |  |  |  |  | 1557.58
Difference (calculated - printed)
SAY (Rs.) - final DAR rate as printed (fixed value, not computed) |  |  |  |  | 208.4
15.40 | Dismantling precast concrete or stone slabs in walls, partition walls etc. including stacking within 50 metres lead :
15.40.2 | Thickness above 40 mm up to 75 mm
Details of cost for 10 sqm ¦ Source: CivilDAR_2019_Vol_2.pdf, page 209
Code | Description | Unit | Quantity | Rate (Rs.) | Amount (Rs.) | Note
0124 | Mason (brick layer) 2nd class | day | 0.3 | 679
0114 | Beldar | day | 3 | 558
0115 | Coolie | day | 0.75 | 558
9999 | Sundries | L.S. | 18.85 | 2
Calculated W - SUM of the Amount column above
W as printed in the DAR |  |  |  |  | 2333.9
Difference (calculated - printed)
SAY (Rs.) - final DAR rate as printed (fixed value, not computed) |  |  |  |  | 312.25
15.41 | Dismantling cement asbestos or other hard board ceiling or partition walls including stacking of serviceable materials and disposal of unserviceable materials within 50 metres lead.
Details of cost for 10 sqm ¦ Source: CivilDAR_2019_Vol_2.pdf, page 209
Code | Description | Unit | Quantity | Rate (Rs.) | Amount (Rs.) | Note
0112 | Carpenter 2nd class | day | 0.2 | 679
0114 | Beldar | day | 0.3 | 558
9999 | Sundries | L.S. | 5.33 | 2
Calculated W - SUM of the Amount column above
W as printed in the DAR |  |  |  |  | 313.86
Difference (calculated - printed)
SAY (Rs.) - final DAR rate as printed (fixed value, not computed) |  |  |  |  | 42
15.42 | Dismantling C.I. or asbestos rain water pipe with fittings and clamps including stacking the material within 50 metres lead :
15.42.1 | 75 to 80 mm dia pipe
Details of cost for 10 metre ¦ Source: CivilDAR_2019_Vol_2.pdf, page 210
Code | Description | Unit | Quantity | Rate (Rs.) | Amount (Rs.) | Note
0114 | Beldar | day | 0.36 | 558
0115 | Coolie | day | 0.36 | 558
9999 | Sundries | L.S. | 0.91 | 2
Calculated W - SUM of the Amount column above
W as printed in the DAR |  |  |  |  | 403.58
Difference (calculated - printed)
SAY (Rs.) - final DAR rate as printed (fixed value, not computed) |  |  |  |  | 54
15.42 | Dismantling C.I. or asbestos rain water pipe with fittings and clamps including stacking the material within 50 metres lead :
15.42.2 | 100 mm dia pipe
Details of cost for 10 metre ¦ Source: CivilDAR_2019_Vol_2.pdf, page 210
Code | Description | Unit | Quantity | Rate (Rs.) | Amount (Rs.) | Note
0114 | Beldar | day | 0.36 | 558
0115 | Coolie | day | 0.38 | 558
9999 | Sundries | L.S. | 1.56 | 2
Calculated W - SUM of the Amount column above
W as printed in the DAR |  |  |  |  | 416.04
Difference (calculated - printed)
SAY (Rs.) - final DAR rate as printed (fixed value, not computed) |  |  |  |  | 55.65
15.42 | Dismantling C.I. or asbestos rain water pipe with fittings and clamps including stacking the material within 50 metres lead :
15.42.3 | 150 mm dia pipe
Details of cost for 10 metre ¦ Source: CivilDAR_2019_Vol_2.pdf, page 211
Code | Description | Unit | Quantity | Rate (Rs.) | Amount (Rs.) | Note
0114 | Beldar | day | 0.36 | 558
0115 | Coolie | day | 0.4 | 558
9999 | Sundries | L.S. | 2.08 | 2
Calculated W - SUM of the Amount column above
W as printed in the DAR |  |  |  |  | 428.24
Difference (calculated - printed)
SAY (Rs.) - final DAR rate as printed (fixed value, not computed) |  |  |  |  | 57.3
15.43 | Dismantling manually/ by mechanical means including stacking of serviceable
15.43.1 | Water bound macadam road
Details of cost for 36 sqm ¦ Source: CivilDAR_2019_Vol_2.pdf, page 211
Code | Description | Unit | Quantity | Rate (Rs.) | Amount (Rs.) | Note
0114 | Beldar | day | 4.8 | 558
0115 | Coolie | day | 2.4 | 558
9999 | Labour for stacking of serviceable material and disposal of unserviceable material within 50 metres lead | L.S. | 89.7 | 2
Calculated W - SUM of the Amount column above
W as printed in the DAR |  |  |  |  | 4197
Difference (calculated - printed)
SAY (Rs.) - final DAR rate as printed (fixed value, not computed) |  |  |  |  | 156
15.43 | Dismantling manually/ by mechanical means including stacking of serviceable
15.43.2 | bituminous road
Details of cost for 36 sqm ¦ Source: CivilDAR_2019_Vol_2.pdf, page 212
Code | Description | Unit | Quantity | Rate (Rs.) | Amount (Rs.) | Note
0114 | Beldar | day | 9.6 | 558
0115 | Coolie | day | 4.8 | 558
9999 | Labour for stacking of serviceable material and disposal of unserviceable material within 50 metres lead | L.S. | 107.64 | 2
Calculated W - SUM of the Amount column above
W as printed in the DAR |  |  |  |  | 8250.48
Difference (calculated - printed)
SAY (Rs.) - final DAR rate as printed (fixed value, not computed) |  |  |  |  | 306.65
15.44 | Dismantling G.I. pipes (external work) including excavation and refilling trenches after taking out the pipes, manually/ by mechanical means including stacking of pipes within 50 metres lead as per direction of Engineer-in-charge :
15.44.1 | 15 mm to 40 mm nominal bore
Details of cost for 10 metre ¦ Source: CivilDAR_2019_Vol_2.pdf, page 213
Code | Description | Unit | Quantity | Rate (Rs.) | Amount (Rs.) | Note
0114 | Beldar | day | 0.66 | 558
0115 | Coolie | day | 0.66 | 558
9999 | Dismantling G.I. pipe and stacking etc | L.S. | 35.88 | 2
Calculated W - SUM of the Amount column above
W as printed in the DAR |  |  |  |  | 808.32
Difference (calculated - printed)
SAY (Rs.) - final DAR rate as printed (fixed value, not computed) |  |  |  |  | 108.15
15.44 | Dismantling G.I. pipes (external work) including excavation and refilling trenches after taking out the pipes, manually/ by mechanical means including stacking of pipes within 50 metres lead as per direction of Engineer-in-charge :
15.44.2 | Above 40 mm nominal bore
Details of cost for 10 metre ¦ Source: CivilDAR_2019_Vol_2.pdf, page 213
Code | Description | Unit | Quantity | Rate (Rs.) | Amount (Rs.) | Note
0114 | Beldar | day | 0.66 | 558
0115 | Coolie | day | 0.66 | 558
9999 | Dismantling G.I. pipe and stacking etc | L.S. | 71.76 | 2
Calculated W - SUM of the Amount column above
W as printed in the DAR |  |  |  |  | 880.08
Difference (calculated - printed)
SAY (Rs.) - final DAR rate as printed (fixed value, not computed) |  |  |  |  | 117.75
15.45 | Dismantling C.I. pipes including excavation and refilling trenches after taking out the pipes, manually/ by mechanical means breaking lead caulked joints, melting of lead and making into blocks including stacking of pipes & lead at site within 50 metre lead as per direction of Engineer-in-charge:
15.45.1 | Up to 150 mm diameter
Details of cost for 40.26 metre ¦ Source: CivilDAR_2019_Vol_2.pdf, page 214
Code | Description | Unit | Quantity | Rate (Rs.) | Amount (Rs.) | Note
2.8.1 | Rate as per item 2.8.1 - Earth work in excavation by mechanical means (Hydraulic excavator) / manual means in foundation trenches or... | cum | 16.17 | 252.3
2.25 | Rate as per item 2.25 - Filling available excavated earth (excluding rock) in trenches, plinth, sides of foundations etc. in layers... | cum | 16.17 | 219.65
0761 | Fuel wood | quintal | 0.46 | 500
0771 | Kerosene oil | litre | 0.38 | 50
0117 | Assistant Fitter or 2nd class Fitter | day | 0.63 | 679
0114 | Beldar | day | 4.5 | 558
9977 | Carriage | L.S. | 53.82 | 2
Calculated W - SUM of the Amount column above
W as printed in the DAR |  |  |  |  | 10926.84
Difference (calculated - printed)
SAY (Rs.) - final DAR rate as printed (fixed value, not computed) |  |  |  |  | 299.05
15.45 | Dismantling C.I. pipes including excavation and refilling trenches after taking out the pipes, manually/ by mechanical means breaking lead caulked joints, melting of lead and making into blocks including stacking of pipes & lead at site within 50 metre lead as per direction of Engineer-in-charge:
15.45.2 | Above 150 mm dia up to 300 mm dia
Details of cost for 40.26 metre ¦ Source: CivilDAR_2019_Vol_2.pdf, page 214
Code | Description | Unit | Quantity | Rate (Rs.) | Amount (Rs.) | Note
2.8.1 | Rate as per item 2.8.1 - Earth work in excavation by mechanical means (Hydraulic excavator) / manual means in foundation trenches or... | cum | 17.26 | 252.3
2.25 | Rate as per item 2.25 - Filling available excavated earth (excluding rock) in trenches, plinth, sides of foundations etc. in layers... | cum | 17.26 | 219.65
0761 | Fuel wood | quintal | 1.03 | 500
0771 | Kerosene oil | litre | 1.14 | 50
0117 | Assistant Fitter or 2nd class Fitter | day | 1.3 | 679
0114 | Beldar | day | 7.5 | 558
9977 | Carriage | L.S. | 80.73 | 2
Calculated W - SUM of the Amount column above
W as printed in the DAR |  |  |  |  | 13947.02
Difference (calculated - printed)
SAY (Rs.) - final DAR rate as printed (fixed value, not computed) |  |  |  |  | 395.1
15.45 | Dismantling C.I. pipes including excavation and refilling trenches after taking out the pipes, manually/ by mechanical means breaking lead caulked joints, melting of lead and making into blocks including stacking of pipes & lead at site within 50 metre lead as per direction of Engineer-in-charge:
15.45.3 | Above 300 mm diameter
Details of cost for 40.26 metre ¦ Source: CivilDAR_2019_Vol_2.pdf, page 215
Code | Description | Unit | Quantity | Rate (Rs.) | Amount (Rs.) | Note
2.8.1 | Rate as per item 2.8.1 - Earth work in excavation by mechanical means (Hydraulic excavator) / manual means in foundation trenches or... | cum | 18.38 | 252.3
2.25 | Rate as per item 2.25 - Filling available excavated earth (excluding rock) in trenches, plinth, sides of foundations etc. in layers... | cum | 18.38 | 219.65
0761 | Fuel wood | quintal | 1.4 | 500
0771 | Kerosene oil | litre | 2.27 | 50
0117 | Assistant Fitter or 2nd class Fitter | day | 2.25 | 679
0114 | Beldar | day | 11.5 | 558
9988 | Carriage and sundries | L.S. | 134.55 | 2
Calculated W - SUM of the Amount column above
W as printed in the DAR |  |  |  |  | 17701.79
Difference (calculated - printed)
SAY (Rs.) - final DAR rate as printed (fixed value, not computed) |  |  |  |  | 515.45
15.46 | Dismantling steel cylinder R.C. pipes including excavation and refilling trenches after taking out the pipes, manually/ by mechanical means breaking lead caulked joints, melting of lead and making into blocks including stacking of pipes & lead at site within 50 metres lead as per direction of Engineer-in-charge :
15.46.1 | Up to 600 mm diameter
Details of cost for 40.26 metre ¦ Source: CivilDAR_2019_Vol_2.pdf, page 216
Code | Description | Unit | Quantity | Rate (Rs.) | Amount (Rs.) | Note
0114 | Beldar | day | 5.32 | 558
0115 | Coolie | day | 5.46 | 558
0101 | Bhisti | day | 0.31 | 617
0761 | Fuel wood | quintal | 1.4 | 500
0771 | Kerosene oil | litre | 2.27 | 50
0117 | Assistant Fitter or 2nd class Fitter | day | 2.25 | 679
0114 | Beldar | day | 11.5 | 558
9988 | Carriage and sundries | L.S. | 134.55 | 2
Calculated W - SUM of the Amount column above
W as printed in the DAR |  |  |  |  | 15233.86
Difference (calculated - printed)
SAY (Rs.) - final DAR rate as printed (fixed value, not computed) |  |  |  |  | 506.25
15.46 | Dismantling steel cylinder R.C. pipes including excavation and refilling trenches after taking out the pipes, manually/ by mechanical means breaking lead caulked joints, melting of lead and making into blocks including stacking of pipes & lead at site within 50 metres lead as per direction of Engineer-in-charge :
15.46.2 | Above 600 mm diameter
Details of cost for 40.26 metre ¦ Source: CivilDAR_2019_Vol_2.pdf, page 216
Code | Description | Unit | Quantity | Rate (Rs.) | Amount (Rs.) | Note
0114 | Beldar | day | 15.82 | 558
0115 | Coolie | day | 16.25 | 558
0101 | Bhisti | day | 0.93 | 617
0761 | Fuel wood | quintal | 3.08 | 500
0771 | Kerosene oil | litre | 5 | 50
0117 | Assistant Fitter or 2nd class Fitter | day | 10 | 679
0114 | Beldar | day | 20 | 558
9988 | Carriage and sundries | L.S. | 179.4 | 2
Calculated W - SUM of the Amount column above
W as printed in the DAR |  |  |  |  | 38567.67
Difference (calculated - printed)
SAY (Rs.) - final DAR rate as printed (fixed value, not computed) |  |  |  |  | 1281.7
15.47 | Dismantling asbestos cement pressure pipes including excavation and refilling trenches after taking out the pipes manually/ by mechanical means and stacking the pipes within 50 metres lead as per direction of Engineer-in-charge :
15.47.1 | Up to 150 mm diameter
Details of cost for 10 metre ¦ Source: CivilDAR_2019_Vol_2.pdf, page 217
Code | Description | Unit | Quantity | Rate (Rs.) | Amount (Rs.) | Note
0114 | Beldar | day | 1.16 | 558
0115 | Coolie | day | 1.19 | 558
0101 | Bhisti | day | 0.07 | 617
0114 | Beldar | day | 0.36 | 558
0115 | Coolie | day | 0.38 | 558
9988 | Carriage and sundries | L.S. | 1.56 | 2
Calculated W - SUM of the Amount column above
W as printed in the DAR |  |  |  |  | 1770.53
Difference (calculated - printed)
SAY (Rs.) - final DAR rate as printed (fixed value, not computed) |  |  |  |  | 236.9
15.47 | Dismantling asbestos cement pressure pipes including excavation and refilling trenches after taking out the pipes manually/ by mechanical means and stacking the pipes within 50 metres lead as per direction of Engineer-in-charge :
15.47.2 | Above 150 mm diameter
Details of cost for 10 metre ¦ Source: CivilDAR_2019_Vol_2.pdf, page 218
Code | Description | Unit | Quantity | Rate (Rs.) | Amount (Rs.) | Note
0114 | Beldar | day | 1.24 | 558
0115 | Coolie | day | 1.28 | 558
0101 | Bhisti | day | 0.07 | 617
0114 | Beldar | day | 0.36 | 558
0115 | Coolie | day | 0.88 | 558
9988 | Carriage and sundries | L.S. | 3.77 | 2
Calculated W - SUM of the Amount column above
W as printed in the DAR |  |  |  |  | 2148.81
Difference (calculated - printed)
SAY (Rs.) - final DAR rate as printed (fixed value, not computed) |  |  |  |  | 287.5
15.48 | Taking out C.I. cover with frame from R.C.C. top slab of manholes of various sizes including demolishing of R.C.C. work manually/ by mechanical means and stacking of useful materials near the site and disposal of unserviceable materials within 50 metres lead as per direction of Engineer-in-charge.
Details of cost for 1 man ¦ Source: CivilDAR_2019_Vol_2.pdf, page 218
Code | Description | Unit | Quantity | Rate (Rs.) | Amount (Rs.) | Note
0114 | Beldar | day | 0.5 | 558
0115 | Coolie | day | 0.14 | 558
9999 | Removel of C.I. Cover with frame including stacking | L.S. | 1.3 | 2
9999 | Sundries | L.S. | 7.15 | 2
Calculated W - SUM of the Amount column above
W as printed in the DAR |  |  |  |  | 374.02
Difference (calculated - printed)
SAY (Rs.) - final DAR rate as printed (fixed value, not computed) |  |  |  |  | 500.4
15.49 | Taking out C.I. cover with frame from R.C.C. top slab of inspection chambers of various sizes including demolishing of R.C.C. work manually/ by mechanical means and stacking of useful materials near the site and disposal of unserviceable materials within 50 metres lead as per direction of Engineer-in- charge.
Details of cost for 1 man ¦ Source: CivilDAR_2019_Vol_2.pdf, page 219
Code | Description | Unit | Quantity | Rate (Rs.) | Amount (Rs.) | Note
0114 | Beldar | day | 0.29 | 558
0115 | Coolie | day | 0.08 | 558
9999 | Removel of C.I. Cover with frame including stacking | L.S. | 0.65 | 2
9999 | Sundries | L.S. | 5.33 | 2
Calculated W - SUM of the Amount column above
W as printed in the DAR |  |  |  |  | 218.42
Difference (calculated - printed)
SAY (Rs.) - final DAR rate as printed (fixed value, not computed) |  |  |  |  | 292.25
15.50 | Dismantling of R.C.C. spun vent shaft including excavating the cement concrete pit completely, taking out the shaft, refilling the excavated gap, stacking the useful materials near the site and disposal of unserviceable materials within 50 metres lead.
Details of cost for 1.094 cum ¦ Source: CivilDAR_2019_Vol_2.pdf, page 220
Code | Description | Unit | Quantity | Rate (Rs.) | Amount (Rs.) | Note
0114 | Beldar | day | 0.81 | 558
0115 | Coolie | day | 0.51 | 558
9999 | Sundries | L.S. | 1.82 | 2
0114 | Beldar | day | 0.16 | 558
0115 | Coolie | day | 0.07 | 558
9999 | Sundries | L.S. | 0.52 | 2
0130 | Mistry | day | 0.25 | 738
0123 | Mason (brick layer) 1st class | day | 0.12 | 738
0124 | Mason (brick layer) 2nd class | day | 0.12 | 679
0100 | Bandhani | day | 1 | 617
0114 | Beldar | day | 1 | 558
9999 | Sundries for scaffolding etc | L.S. | 53.82 | 2
Calculated W - SUM of the Amount column above
W as printed in the DAR |  |  |  |  | 2506.76
Difference (calculated - printed)
SAY (Rs.) - final DAR rate as printed (fixed value, not computed) |  |  |  |  | 3353.9
15.51 | Dismantling of road gully chamber of various sizes including C.I. grating with frame including stacking of useful materials near the site and disposal of unserviceable materials within 50 metres lead including refilling the excavated gap.
Details of cost for 1 chamber ¦ Source: CivilDAR_2019_Vol_2.pdf, page 220
Code | Description | Unit | Quantity | Rate (Rs.) | Amount (Rs.) | Note
0114 | Beldar | day | 0.14 | 558
0115 | Coolie | day | 0.09 | 558
9999 | Sundries | L.S. | 0.26 | 2
0114 | Beldar | day | 0.25 | 558
0115 | Coolie | day | 0.22 | 558
9999 | Sundries | L.S. | 0.52 | 2
0114 | Beldar | day | 0.13 | 558
0115 | Coolie | day | 0.06 | 558
9999 | Sundries for scaffolding etc | L.S. | 0.39 | 2
9999 | Dismantling C.I. Grating | L.S. | 7.15 | 2
Calculated W - SUM of the Amount column above
W as printed in the DAR |  |  |  |  | 513.26
Difference (calculated - printed)
SAY (Rs.) - final DAR rate as printed (fixed value, not computed) |  |  |  |  | 686.7
15.52 | Dismantling of flushing cistern of all types (C.I./PVC/Vitrious China) including stacking of useful materials near the site and disposal of unserviceable materials within 50 metres lead.
Details of cost for 1 nos ¦ Source: CivilDAR_2019_Vol_2.pdf, page 221
Code | Description | Unit | Quantity | Rate (Rs.) | Amount (Rs.) | Note
0116 | Fitter (grade 1) | day | 0.25 | 738
0114 | Beldar | day | 0.5 | 558
9999 | Sundries | L.S. | 17.94 | 2
Calculated W - SUM of the Amount column above
W as printed in the DAR |  |  |  |  | 499.38
Difference (calculated - printed)
SAY (Rs.) - final DAR rate as printed (fixed value, not computed) |  |  |  |  | 668.15
15.53 | Dismantling of C.I. sluice valve including stacking of useful materials within a lead of 50 metres
15.53.1 | Up to 150 mm diameter
Details of cost for 10 nos ¦ Source: CivilDAR_2019_Vol_2.pdf, page 222
Code | Description | Unit | Quantity | Rate (Rs.) | Amount (Rs.) | Note
0116 | Fitter (grade 1) | day | 0.6 | 738
0117 | Assistant Fitter or 2nd class Fitter | day | 0.4 | 679
0114 | Beldar | day | 1.6 | 558
9999 | Sundries for removing the R.C.C. cover etc for dismantling sluice valve | L.S. | 89.7 | 2
Calculated W - SUM of the Amount column above
W as printed in the DAR |  |  |  |  | 1786.6
Difference (calculated - printed)
SAY (Rs.) - final DAR rate as printed (fixed value, not computed) |  |  |  |  | 239.05
15.53 | Dismantling of C.I. sluice valve including stacking of useful materials within a lead of 50 metres
15.53.2 | Above 150 mm diameter
Details of cost for 10 nos ¦ Source: CivilDAR_2019_Vol_2.pdf, page 222
Code | Description | Unit | Quantity | Rate (Rs.) | Amount (Rs.) | Note
0116 | Fitter (grade 1) | day | 2.4 | 738
0117 | Assistant Fitter or 2nd class Fitter | day | 1.54 | 679
0114 | Beldar | day | 6.4 | 558
9999 | Sundries for removing the R.C.C. cover etc for dismantling sluice valve | L.S. | 89.7 | 2
Calculated W - SUM of the Amount column above
W as printed in the DAR |  |  |  |  | 6567.46
Difference (calculated - printed)
SAY (Rs.) - final DAR rate as printed (fixed value, not computed) |  |  |  |  | 878.7
15.54 | Dismantling of spindle fire hydrant including stacking of useful materials within 50 metres lead.
Details of cost for 10 nos ¦ Source: CivilDAR_2019_Vol_2.pdf, page 223
Code | Description | Unit | Quantity | Rate (Rs.) | Amount (Rs.) | Note
0116 | Fitter (grade 1) | day | 1.5 | 738
0117 | Assistant Fitter or 2nd class Fitter | day | 1 | 679
0114 | Beldar | day | 4 | 558
Calculated W - SUM of the Amount column above
W as printed in the DAR |  |  |  |  | 4018
Difference (calculated - printed)
SAY (Rs.) - final DAR rate as printed (fixed value, not computed) |  |  |  |  | 537.6
15.55 | Dismantling of cement concrete platform along with curtain walls and base concrete etc. including stacking of useful materials near the site and disposal of unserviceable materials within 50 metres lead :
15.55.1 | 120 x 120 cm (outside to outside)
Details of cost for 1 platform ¦ Source: CivilDAR_2019_Vol_2.pdf, page 223
Code | Description | Unit | Quantity | Rate (Rs.) | Amount (Rs.) | Note
0114 | Beldar | day | 0.19 | 558
0115 | Coolie | day | 0.12 | 558
9999 | Sundries | L.S. | 0.39 | 2
0114 | Beldar | day | 0.35 | 558
0115 | Coolie | day | 0.3 | 558
9999 | Sundries | L.S. | 0.91 | 2
0114 | Beldar | day | 0.06 | 558
0115 | Coolie | day | 0.03 | 558
9999 | Sundries for scaffolding etc | L.S. | 0.13 | 2
Calculated W - SUM of the Amount column above
W as printed in the DAR |  |  |  |  | 588.76
Difference (calculated - printed)
SAY (Rs.) - final DAR rate as printed (fixed value, not computed) |  |  |  |  | 787.7
15.55 | Dismantling of cement concrete platform along with curtain walls and base concrete etc. including stacking of useful materials near the site and disposal of unserviceable materials within 50 metres lead :
15.55.2 | 210 x 120 cm (outside to outside)
Details of cost for 1 platform ¦ Source: CivilDAR_2019_Vol_2.pdf, page 224
Code | Description | Unit | Quantity | Rate (Rs.) | Amount (Rs.) | Note
0114 | Beldar | day | 0.31 | 558
0115 | Coolie | day | 0.19 | 558
9999 | Sundries | L.S. | 0.65 | 2
0114 | Beldar | day | 0.5 | 558
0115 | Coolie | day | 0.42 | 558
9999 | Sundries | L.S. | 1.3 | 2
0114 | Beldar | day | 0.13 | 558
0115 | Coolie | day | 0.06 | 558
9999 | Sundries for scaffolding etc | L.S. | 0.39 | 2
Calculated W - SUM of the Amount column above
W as printed in the DAR |  |  |  |  | 903.06
Difference (calculated - printed)
SAY (Rs.) - final DAR rate as printed (fixed value, not computed) |  |  |  |  | 1208.25
15.55 | Dismantling of cement concrete platform along with curtain walls and base concrete etc. including stacking of useful materials near the site and disposal of unserviceable materials within 50 metres lead :
15.55.3 | 320 x 120 cm (outside to outside)
Details of cost for 1 platform ¦ Source: CivilDAR_2019_Vol_2.pdf, page 225
Code | Description | Unit | Quantity | Rate (Rs.) | Amount (Rs.) | Note
0114 | Beldar | day | 0.44 | 558
0115 | Coolie | day | 0.28 | 558
9999 | Sundries | L.S. | 0.91 | 2
0114 | Beldar | day | 0.69 | 558
0115 | Coolie | day | 0.59 | 558
9999 | Sundries | L.S. | 1.56 | 2
0114 | Beldar | day | 0.19 | 558
0115 | Coolie | day | 0.09 | 558
9999 | Sundries for scaffolding etc | L.S. | 0.52 | 2
Calculated W - SUM of the Amount column above
W as printed in the DAR |  |  |  |  | 1278.22
Difference (calculated - printed)
SAY (Rs.) - final DAR rate as printed (fixed value, not computed) |  |  |  |  | 1710.2
15.56 | Dismantling old plaster or skirting raking out joints and cleaning the surface for plaster including disposal of rubbish to the dumping ground within 50 metres lead.
Details of cost for 10 sqm ¦ Source: CivilDAR_2019_Vol_2.pdf, page 225
Code | Description | Unit | Quantity | Rate (Rs.) | Amount (Rs.) | Note
0114 | Beldar | day | 0.36 | 558
0115 | Coolie | day | 0.08 | 558
0101 | Bhisti | day | 0.07 | 617
9999 | Sundries for scaffolding etc | L.S. | 1.43 | 2
Calculated W - SUM of the Amount column above
W as printed in the DAR |  |  |  |  | 291.57
Difference (calculated - printed)
SAY (Rs.) - final DAR rate as printed (fixed value, not computed) |  |  |  |  | 39
15.57 | Dismantling aluminium/ Gypsum partitions, doors, windows, fixed glazing and false ceiling including disposal of unserviceable material and stacking of serviceable
Details of cost for 10 sqm ¦ Source: CivilDAR_2019_Vol_2.pdf, page 226
Code | Description | Unit | Quantity | Rate (Rs.) | Amount (Rs.) | Note
0112 | Carpenter 2nd class | day | 0.2 | 679
0114 | Beldar | day | 0.3 | 558
9999 | Sundries | L.S. | 5.38 | 2
Calculated W - SUM of the Amount column above
W as printed in the DAR |  |  |  |  | 313.96
Difference (calculated - printed)
SAY (Rs.) - final DAR rate as printed (fixed value, not computed) |  |  |  |  | 42
15.58 | Demolishing R.C.C. work by mechanical means and stockpiling at designated locations and disposal of dismantled materials up to a lead of 1 kilometre, stacking serviceable and unserviceable material separately including cutting reinforcement bars.
Details of cost for 1 cum ¦ Source: CivilDAR_2019_Vol_2.pdf, page 226
Code | Description | Unit | Quantity | Rate (Rs.) | Amount (Rs.) | Note
0128 | Mate | day | 0.03 | 617
0139 | Skilled Beldar (for floor rubbing etc.) | day | 0.5 | 617
0114 | Beldar | day | 0.5 | 558
0103 | Blacksmith 2nd class | day | 0.5 | 679
0114 | Beldar | day | 0.5 | 558
0040 | Air compressor 250 cfm with two leads for pneumatic cutters/ hammers. | day | 0.125 | 1600
0039 | Tractor with trolley . | day | 0.05 | 1350
0041 | Joint cutting machine with 2-3 blades | day | 0.125 | 800
Calculated W - SUM of the Amount column above
W as printed in the DAR |  |  |  |  | 1592.01
Difference (calculated - printed)
SAY (Rs.) - final DAR rate as printed (fixed value, not computed) |  |  |  |  | 2130
15.59 | Dismantling of flexible pavement (bituminous courses) by mechanical means and disposal of dismantled material up to a lead of 1 kilometre, as per direction of Engineer-in-charge.
Details of cost for 1 cum ¦ Source: CivilDAR_2019_Vol_2.pdf, page 227
Code | Description | Unit | Quantity | Rate (Rs.) | Amount (Rs.) | Note
0128 | Mate | day | 0.01 | 617
0114 | Beldar | day | 0.3 | 558
0039 | Tractor with trolley . | day | 0.0475 | 1350
0038 | Tractor with ripper attachment. | day | 0.002 | 1200
Calculated W - SUM of the Amount column above
W as printed in the DAR |  |  |  |  | 240.1
Difference (calculated - printed)
SAY (Rs.) - final DAR rate as printed (fixed value, not computed) |  |  |  |  | 321.25
15.60 | Disposal of building rubbish / malba / similar unserviceable, dismantled or waste materials by mechanical means, including loading, transporting, unloading to approved municipal dumping ground or as approved by Engineer-in-charge, beyond 50 m initial lead, for all leads including all lifts involved.
Details of cost for 1 cum ¦ Source: CivilDAR_2019_Vol_2.pdf, page 227
Code | Description | Unit | Quantity | Rate (Rs.) | Amount (Rs.) | Note
2264 | Carriage of Rubbish | cum | 1 | 103.77
Calculated W - SUM of the Amount column above
W as printed in the DAR |  |  |  |  | 103.77
Difference (calculated - printed)
SAY (Rs.) - final DAR rate as printed (fixed value, not computed) |  |  |  |  | 138.85

## 16_Road_Work
SUB-HEAD 16: ROAD WORK
149 priced items. Amount and Calculated W are live Excel formulas (Quantity x Rate, SUM); the printed W and SAY are the DAR's own figures. Edit any Quantity or Rate and the item's calculated W recalculates.
16.1 | Preparation and consolidation of sub grade with power road roller of 8 to 12 tonne capacity after excavating earth to an average of 22.5 cm depth, dressing to camber and consolidating with road roller including making good the undulations etc. and re-rolling the sub grade and disposal of surplus earthwith lead upto 50 metres.
Details of cost for 100 sqm ¦ Source: CivilDAR_2019_Vol_2.pdf, page 230
Code | Description | Unit | Quantity | Rate (Rs.) | Amount (Rs.) | Note
0128 | Mate | day | 1.8 | 617
0115 | Coolie | day | 18 | 558
0114 | Beldar | day | 0.27 | 558
0003 | Hire charges of Diesel Road Roller - 8 to 10 tonne | day | 0.054 | 3000
0113 | Chowkidar | day | 0.054 | 558
9999 | Sundries | L.S. | 6.76 | 2
0003 | Hire charges of Diesel Road Roller - 8 to 10 tonne | day | 0.054 | 3000
0113 | Chowkidar | day | 0.054 | 558
9999 | Sundries | L.S. | 6.76 | 2
Calculated W - SUM of the Amount column above
W as printed in the DAR |  |  |  |  | 11716.56
Difference (calculated - printed)
SAY (Rs.) - final DAR rate as printed (fixed value, not computed) |  |  |  |  | 156.75
16.2 | Extra for compaction of earth work in embankment under optimum moisture conditions to give at least 95% of the maximum dry density (proctor density).
Details of cost for 10 cum ¦ Source: CivilDAR_2019_Vol_2.pdf, page 230
Code | Description | Unit | Quantity | Rate (Rs.) | Amount (Rs.) | Note
0101 | Bhisti | day | 0.17 | 617
0003 | Hire charges of Diesel Road Roller - 8 to 10 tonne | day | 0.008 | 3000
0113 | Chowkidar | day | 0.008 | 558
9999 | Sundries | L.S. | 1.43 | 2
Calculated W - SUM of the Amount column above
W as printed in the DAR |  |  |  |  | 136.21
Difference (calculated - printed)
SAY (Rs.) - final DAR rate as printed (fixed value, not computed) |  |  |  |  | 18.2
16.3 | Supplying and stacking at site.
16.3.1 | 90 mm to 45 mm size stone aggregate
Details of cost for 1 cum ¦ Source: CivilDAR_2019_Vol_2.pdf, page 231
Code | Description | Unit | Quantity | Rate (Rs.) | Amount (Rs.) | Note
2901 | Stone Aggregate (Single size) : 100 mm nominal size | cum | 0.1 | 1350
2902 | Stone Aggregate (Single size) : 80 mm nominal size | cum | 0.65 | 1350
0291 | Stone Aggregate (Single size) : 63 mm nominal size | cum | 0.25 | 1000
2206 | Carriage of Stone aggregate 40 mm nominal size and above | cum | 1 | 112.79
Calculated W - SUM of the Amount column above
W as printed in the DAR |  |  |  |  | 1375.29
Difference (calculated - printed)
SAY (Rs.) - final DAR rate as printed (fixed value, not computed) |  |  |  |  | 1840.05
16.3 | Supplying and stacking at site.
16.3.2 | 63 mm to 45 mm size stone aggregate
Details of cost for 1 cum ¦ Source: CivilDAR_2019_Vol_2.pdf, page 231
Code | Description | Unit | Quantity | Rate (Rs.) | Amount (Rs.) | Note
2902 | Stone Aggregate (Single size) : 80 mm nominal size | cum | 0.1 | 1350
0291 | Stone Aggregate (Single size) : 63 mm nominal size | cum | 0.65 | 1000
0292 | Stone Aggregate (Single size) : 50 mm nominal size | cum | 0.25 | 1000
2206 | Carriage of Stone aggregate 40 mm nominal size and above | cum | 1 | 112.79
Calculated W - SUM of the Amount column above
W as printed in the DAR |  |  |  |  | 1147.79
Difference (calculated - printed)
SAY (Rs.) - final DAR rate as printed (fixed value, not computed) |  |  |  |  | 1535.65
16.3 | Supplying and stacking at site.
16.3.3 | 53 mm to 22.4 mm size stone aggregate
Details of cost for 1 cum ¦ Source: CivilDAR_2019_Vol_2.pdf, page 232
Code | Description | Unit | Quantity | Rate (Rs.) | Amount (Rs.) | Note
0291 | Stone Aggregate (Single size) : 63 mm nominal size | cum | 0.05 | 1000
0292 | Stone Aggregate (Single size) : 50 mm nominal size | cum | 0.3 | 1000
0293 | Stone Aggregate (Single size) : 40 mm nominal size | cum | 0.65 | 1300
2206 | Carriage of Stone aggregate 40 mm nominal size and above | cum | 1 | 112.79
Calculated W - SUM of the Amount column above
W as printed in the DAR |  |  |  |  | 1307.79
Difference (calculated - printed)
SAY (Rs.) - final DAR rate as printed (fixed value, not computed) |  |  |  |  | 1749.75
16.3 | Supplying and stacking at site.
16.3.4 | Over burnt (Jhama) brick aggregate 120 mm to 40 mm
Details of cost for 1 cum ¦ Source: CivilDAR_2019_Vol_2.pdf, page 232
Code | Description | Unit | Quantity | Rate (Rs.) | Amount (Rs.) | Note
2908 | Over burnt (Jhama) Brick Aggregate: 120 mm to 40 mm size | cum | 1 | 500
2260 | Carriage of Brick aggregate | cum | 1 | 112.79
Calculated W - SUM of the Amount column above
W as printed in the DAR |  |  |  |  | 612.79
Difference (calculated - printed)
SAY (Rs.) - final DAR rate as printed (fixed value, not computed) |  |  |  |  | 819.85
16.3 | Supplying and stacking at site.
16.3.5 | Over burnt (Jhama) brick aggregate 90 mm to 45 mm
Details of cost for 1 cum ¦ Source: CivilDAR_2019_Vol_2.pdf, page 233
Code | Description | Unit | Quantity | Rate (Rs.) | Amount (Rs.) | Note
2909 | Over burnt (Jhama) Brick Aggregate: 90 mm to 40 mm size | cum | 1 | 480
2260 | Carriage of Brick aggregate | cum | 1 | 112.79
Calculated W - SUM of the Amount column above
W as printed in the DAR |  |  |  |  | 592.79
Difference (calculated - printed)
SAY (Rs.) - final DAR rate as printed (fixed value, not computed) |  |  |  |  | 793.1
16.3 | Supplying and stacking at site.
16.3.6 | Stone screening 13.2 mm nominal size (Type A)
Details of cost for 1 cum ¦ Source: CivilDAR_2019_Vol_2.pdf, page 233
Code | Description | Unit | Quantity | Rate (Rs.) | Amount (Rs.) | Note
2910 | Stone chippings/ screenings 12.5/ 13.2 mm nominal size | cum | 0.05 | 1150
2911 | Stone chippings/ screenings 10/ 11.2 mm nominal size | cum | 0.8 | 1150
2903 | Stone chippings/ screenings 4.75 mm nominal size | cum | 0.15 | 1400
2202 | Carriage of Stone aggregate below 40 mm nominal size | cum | 1 | 103.77
Calculated W - SUM of the Amount column above
W as printed in the DAR |  |  |  |  | 1291.27
Difference (calculated - printed)
SAY (Rs.) - final DAR rate as printed (fixed value, not computed) |  |  |  |  | 1727.65
16.3 | Supplying and stacking at site.
16.3.7 | Stone screening 11.2 mm nominal size (Type B)
Details of cost for 1 cum ¦ Source: CivilDAR_2019_Vol_2.pdf, page 234
Code | Description | Unit | Quantity | Rate (Rs.) | Amount (Rs.) | Note
2911 | Stone chippings/ screenings 10/ 11.2 mm nominal size | cum | 0.1 | 1150
2903 | Stone chippings/ screenings 4.75 mm nominal size | cum | 0.75 | 1400
2904 | Stone chippings/ screenings 150 micron nominal size | cum | 0.15 | 1400
2202 | Carriage of Stone aggregate below 40 mm nominal size | cum | 0.85 | 103.77
2267 | Carriage of Stone dust | cum | 0.15 | 103.77
Calculated W - SUM of the Amount column above
W as printed in the DAR |  |  |  |  | 1478.77
Difference (calculated - printed)
SAY (Rs.) - final DAR rate as printed (fixed value, not computed) |  |  |  |  | 1978.5
16.3 | Supplying and stacking at site.
16.3.8 | Red bajri
Details of cost for 1 cum ¦ Source: CivilDAR_2019_Vol_2.pdf, page 234
Code | Description | Unit | Quantity | Rate (Rs.) | Amount (Rs.) | Note
0304 | Bajri | cum | 1 | 1000
2311 | Carriage of Red bajri | cum | 1 | 103.77
Calculated W - SUM of the Amount column above
W as printed in the DAR |  |  |  |  | 1103.77
Difference (calculated - printed)
SAY (Rs.) - final DAR rate as printed (fixed value, not computed) |  |  |  |  | 1476.8
16.3 | Supplying and stacking at site.
16.3.9 | Good earth
Details of cost for 1 cum ¦ Source: CivilDAR_2019_Vol_2.pdf, page 234
Code | Description | Unit | Quantity | Rate (Rs.) | Amount (Rs.) | Note
0114 | Beldar | day | 0.177 | 558
0115 | Coolie | day | 0.167 | 558
0979 | Royalty for good earth | cum | 1 | 40
2241 | Carriage of Good earth | cum | 1 | 129.71
Calculated W - SUM of the Amount column above
W as printed in the DAR |  |  |  |  | 361.66
Difference (calculated - printed)
SAY (Rs.) - final DAR rate as printed (fixed value, not computed) |  |  |  |  | 483.9
16.3 | Supplying and stacking at site.
16.3.10 | Moorum
Details of cost for 1 cum ¦ Source: CivilDAR_2019_Vol_2.pdf, page 235
Code | Description | Unit | Quantity | Rate (Rs.) | Amount (Rs.) | Note
0810 | Moorum | cum | 1 | 500
2265 | Carriage of Moorum | cum | 1 | 103.77
Calculated W - SUM of the Amount column above
W as printed in the DAR |  |  |  |  | 603.77
Difference (calculated - printed)
SAY (Rs.) - final DAR rate as printed (fixed value, not computed) |  |  |  |  | 807.8
16.4 | Laying, spreading and compacting stone aggregate of specified sizes to WBM specifications in uniform thickness, hand picking, rolling with 3 wheeled road/ vibratory roller 8-10 tonne capacity in stages to proper grade and camber, applying and brooming requisite type of screening / binding material to fill up interstices of coarse aggregate, watering and compacting to the required density .
Details of cost for 1 cum ¦ Source: CivilDAR_2019_Vol_2.pdf, page 235
Code | Description | Unit | Quantity | Rate (Rs.) | Amount (Rs.) | Note
0114 | Beldar | day | 0.26 | 558
0115 | Coolie | day | 0.26 | 558
0101 | Bhisti | day | 0.26 | 617
0003 | Hire charges of Diesel Road Roller - 8 to 10 tonne | day | 0.033 | 3000
0113 | Chowkidar | day | 0.033 | 558
9999 | Sundries | L.S. | 2.73 | 2
Calculated W - SUM of the Amount column above
W as printed in the DAR |  |  |  |  | 573.45
Difference (calculated - printed)
SAY (Rs.) - final DAR rate as printed (fixed value, not computed) |  |  |  |  | 767.25
16.5 | Laying water bound macadam sub-base with brick aggregate and binding
16.5.1 | Over burnt (Jhama) brick aggregate 120 mm to 40 mm
Details of cost for 1 cum ¦ Source: CivilDAR_2019_Vol_2.pdf, page 236
Code | Description | Unit | Quantity | Rate (Rs.) | Amount (Rs.) | Note
0114 | Beldar | day | 0.35 | 558
0115 | Coolie | day | 0.26 | 558
0101 | Bhisti | Day | 0.18 | 617
0003 | Hire charges of Diesel Road Roller - 8 to 10 tonne | day | 0.004 | 3000
0113 | Chowkidar | day | 0.004 | 558
9999 | Sundries | L.S. | 2.73 | 2
Calculated W - SUM of the Amount column above
W as printed in the DAR |  |  |  |  | 471.13
Difference (calculated - printed)
SAY (Rs.) - final DAR rate as printed (fixed value, not computed) |  |  |  |  | 630.35
16.5 | Laying water bound macadam sub-base with brick aggregate and binding
16.5.2 | Over burnt (Jhama) brick aggregate 90 mm to 45 mm
Details of cost for 1 cum ¦ Source: CivilDAR_2019_Vol_2.pdf, page 237
Code | Description | Unit | Quantity | Rate (Rs.) | Amount (Rs.) | Note
0114 | Beldar | day | 0.35 | 558
0115 | Coolie | day | 0.26 | 558
0101 | Bhisti | day | 0.18 | 617
0003 | Hire charges of Diesel Road Roller - 8 to 10 tonne | day | 0.004 | 3000
0113 | Chowkidar | day | 0.004 | 558
9999 | Sundries | L.S. | 2.73 | 2
Calculated W - SUM of the Amount column above
W as printed in the DAR |  |  |  |  | 471.13
Difference (calculated - printed)
SAY (Rs.) - final DAR rate as printed (fixed value, not computed) |  |  |  |  | 630.35
16.6 | Supplying, stacking and Spreading 6 mm thick red bajri, watering and rolling complete including preparation of the surface and rolling.
16.6.1 | With road roller/ hand roller
Details of cost for 100 sqm ¦ Source: CivilDAR_2019_Vol_2.pdf, page 237
Code | Description | Unit | Quantity | Rate (Rs.) | Amount (Rs.) | Note
0304 | Bajri | cum | 0.6 | 1000
2311 | Carriage of Red bajri | cum | 0.6 | 103.77
0114 | Beldar | day | 0.54 | 558
0101 | Bhisti | day | 0.54 | 617
0003 | Hire charges of Diesel Road Roller - 8 to 10 tonne | day | 0.054 | 3000
0113 | Chowkidar | day | 0.054 | 558
Calculated W - SUM of the Amount column above
W as printed in the DAR |  |  |  |  | 1488.89
Difference (calculated - printed)
SAY (Rs.) - final DAR rate as printed (fixed value, not computed) |  |  |  |  | 19.9
16.7 | Brick edging in full brick width and half brick depth including excavation, refilling and disposal of surplus earth lead upto 50 metres.
16.7.1 | With common burnt clay F.P.S. (non modular) bricks of class designation 7.5
Details of cost for 10 metres ¦ Source: CivilDAR_2019_Vol_2.pdf, page 238
Code | Description | Unit | Quantity | Rate (Rs.) | Amount (Rs.) | Note
2602 | Common burnt clay F.P.S. (non modular) bricks class designation 7.5 | 1000 Nos | 0.16 | 4500
2201 | Carriage of Bricks | 1000 Nos | 0.16 | 276.72
0123 | Mason (brick layer) 1st class | day | 0.17 | 738
0124 | Mason (brick layer) 2nd class | day | 0.17 | 679
0115 | Coolie | day | 0.35 | 558
9999 | Removal of rubbish | L.S. | 17.94 | 2
9999 | Sundries | L.S. | 8.97 | 2
Calculated W - SUM of the Amount column above
W as printed in the DAR |  |  |  |  | 1254.29
Difference (calculated - printed)
SAY (Rs.) - final DAR rate as printed (fixed value, not computed) |  |  |  |  | 167.8
16.8 | Brick edging laid lengthwise with half brick depth including excavation, refilling and disposal of surplus earth lead upto 50 metres :
16.8.1 | With common burnt clay F.P.S. (non modular) bricks of class designation 7.5
Details of cost for 10 metre ¦ Source: CivilDAR_2019_Vol_2.pdf, page 239
Code | Description | Unit | Quantity | Rate (Rs.) | Amount (Rs.) | Note
2602 | Common burnt clay F.P.S. (non modular) bricks class designation 7.5 | 1000 Nos | 0.049 | 4500
2201 | Carriage of Bricks | 1000 Nos | 0.049 | 276.72
0123 | Mason (brick layer) 1st class | day | 0.04 | 738
0124 | Mason (brick layer) 2nd class | day | 0.04 | 679
0115 | Coolie | day | 0.09 | 558
9999 | Removal of rubbish | L.S. | 4.16 | 2
Calculated W - SUM of the Amount column above
W as printed in the DAR |  |  |  |  | 349.28
Difference (calculated - printed)
SAY (Rs.) - final DAR rate as printed (fixed value, not computed) |  |  |  |  | 46.75
16.9 | Scarifying metalled (water-bound) road surface including disposal of rubbish, lead upto 50 m and consolidation of the aggregate received from scarifying with power road roller of 8 to 10 tonne capacity.
Details of cost for 100 sqm ¦ Source: CivilDAR_2019_Vol_2.pdf, page 239
Code | Description | Unit | Quantity | Rate (Rs.) | Amount (Rs.) | Note
0114 | Beldar | day | 1.35 | 558
0115 | Coolie | day | 1.08 | 558
0003 | Hire charges of Diesel Road Roller - 8 to 10 tonne | day | 0.132 | 3000
0113 | Chowkidar | day | 0.132 | 558
9999 | Sundries | L.S. | 5.46 | 2
Calculated W - SUM of the Amount column above
W as printed in the DAR |  |  |  |  | 1836.52
Difference (calculated - printed)
SAY (Rs.) - final DAR rate as printed (fixed value, not computed) |  |  |  |  | 24.55
16.10 | Making bajri path including preparation of subgrade, supplying and laying brick aggregate of 50 mm nominal size 7.5 cm deep with blinding material consisting of 12 mm moorum and 12 mm red bajri consolidated with road roller.
Details of cost for 100 sqm ¦ Source: CivilDAR_2019_Vol_2.pdf, page 240
Code | Description | Unit | Quantity | Rate (Rs.) | Amount (Rs.) | Note
2.6.1 | Rate as per item 2.6.1 - Earth work in excavation by mechanical means (Hydraulic excavator)/manual means over areas (exceeding 30 cm... | cum | 7.5 | 181.85
0286 | Brick Aggregate (Single size) : 50 mm nominal size | cum | 7.5 | 650
2260 | Carriage of Brick aggregate | cum | 7.5 | 112.79
16.3.8 | Rate as per item 16.3.8 - Supplying and stacking at site - Red bajri | cum | 1.2 | 1476.8
16.3.10 | Rate as per item 16.3.10 - Supplying and stacking at site - Moorum | cum | 1.2 | 807.8
0114 | Beldar | day | 1.95 | 558
0115 | Coolie | day | 2.63 | 558
0101 | Bhisti | day | 1.35 | 617
0003 | Hire charges of Diesel Road Roller - 8 to 10 tonne | day | 0.135 | 3000
0113 | Chowkidar | day | 0.135 | 558
9999 | Sundries | L.S. | 20.15 | 2
0003 | Hire charges of Diesel Road Roller - 8 to 10 tonne | day | 0.054 | 3000
0113 | Chowkidar | day | 0.054 | 558
Calculated W - SUM of the Amount column above
W as printed in the DAR |  |  |  |  | 13927.67
Difference (calculated - printed)
SAY (Rs.) - final DAR rate as printed (fixed value, not computed) |  |  |  |  | 172.45
16.11 | Dry stone pitching 22.5 cm thick including supply of stones and preparing surface complete.
Details of cost for 10 sqm ¦ Source: CivilDAR_2019_Vol_2.pdf, page 241
Code | Description | Unit | Quantity | Rate (Rs.) | Amount (Rs.) | Note
1158 | Stone for pitching 15 cm x 22.5 cm | cum | 2.25 | 600
2216 | Carriage of Stone blocks white & red sand stone & kota stone slab | tonne | 5.05 | 92.24
0123 | Mason (brick layer) 1st class | day | 1.08 | 738
0124 | Mason (brick layer) 2nd class | day | 1.08 | 679
0114 | Beldar | day | 2.15 | 558
0115 | Coolie | day | 1.61 | 558
9999 | Sundries | L.S. | 6.76 | 2
Calculated W - SUM of the Amount column above
W as printed in the DAR |  |  |  |  | 5457.77
Difference (calculated - printed)
SAY (Rs.) - final DAR rate as printed (fixed value, not computed) |  |  |  |  | 730.2
16.12 | Dry brick pitching half brick thick in drains including supply of bricks and preparing the surface complete :
16.12.1 | With common burnt clay F.P.S. (non modular) bricks of class designation 7.5
Details of cost for 10 sqm ¦ Source: CivilDAR_2019_Vol_2.pdf, page 241
Code | Description | Unit | Quantity | Rate (Rs.) | Amount (Rs.) | Note
2602 | Common burnt clay F.P.S. (non modular) bricks class designation 7.5 | 1000 Nos | 0.645 | 4500
2201 | Carriage of Bricks | 1000 Nos | 0.645 | 276.72
0123 | Mason (brick layer) 1st class | day | 0.4 | 738
0124 | Mason (brick layer) 2nd class | day | 0.4 | 679
0114 | Beldar | day | 1.08 | 558
Calculated W - SUM of the Amount column above
W as printed in the DAR |  |  |  |  | 4250.42
Difference (calculated - printed)
SAY (Rs.) - final DAR rate as printed (fixed value, not computed) |  |  |  |  | 568.7
16.13 | Cutting road and making good the same including supply of extra quantities of materials i.e. aggregate, moorum screening, red bajri and labour required.
16.13.1 | bituminous portion
Details of cost for 1.08 cum ¦ Source: CivilDAR_2019_Vol_2.pdf, page 242
Code | Description | Unit | Quantity | Rate (Rs.) | Amount (Rs.) | Note
16.3.3 | Rate as per item 16.3.3 - Supplying and stacking at site - 53 mm to 22.4 mm size stone aggregate | cum | 0.09 | 1749.75
16.3.8 | Rate as per item 16.3.8 - Supplying and stacking at site - Red bajri | cum | 0.023 | 1476.8
16.3.10 | Rate as per item 16.3.10 - Supplying and stacking at site - Moorum | cum | 0.022 | 807.8
2911 | Stone chippings/ screenings 10/ 11.2 mm nominal size | cum | 0.092 | 1150
2202 | Carriage of Stone aggregate below 40 mm nominal size | cum | 0.092 | 103.77
0309 | Paving bitumen VG-10 of approved quality | tonne | 0.011 | 25614
2211 | Carriage of Tar bitumen | tonne | 0.011 | 103.77
0114 | Beldar | day | 0.96 | 558
0115 | Coolie | day | 0.48 | 558
0114 | Beldar | day | 0.24 | 558
0115 | Coolie | day | 0.24 | 558
0114 | Beldar | day | 0.71 | 558
0115 | Coolie | day | 0.48 | 558
0101 | Bhisti | day | 0.1 | 617
0114 | Beldar | day | 0.48 | 558
0115 | Coolie | day | 0.48 | 558
9999 | Barrier, chowkidar, sprayman, mate, etc. | L.S. | 40.43 | 2
Calculated W - SUM of the Amount column above
W as printed in the DAR |  |  |  |  | 3021.08
Difference (calculated - printed)
SAY (Rs.) - final DAR rate as printed (fixed value, not computed) |  |  |  |  | 3677.15
16.13 | Cutting road and making good the same including supply of extra quantities of materials i.e. aggregate, moorum screening, red bajri and labour required.
16.13.2 | Water bound macadam
Details of cost for 0.9 cum ¦ Source: CivilDAR_2019_Vol_2.pdf, page 243
Code | Description | Unit | Quantity | Rate (Rs.) | Amount (Rs.) | Note
16.3.3 | Rate as per item 16.3.3 - Supplying and stacking at site - 53 mm to 22.4 mm size stone aggregate | cum | 0.09 | 1749.75
16.3.8 | Rate as per item 16.3.8 - Supplying and stacking at site - Red bajri | cum | 0.023 | 1476.8
16.3.10 | Rate as per item 16.3.10 - Supplying and stacking at site - Moorum | cum | 0.022 | 807.8
0114 | Beldar | day | 0.48 | 558
0115 | Coolie | day | 0.24 | 558
0114 | Beldar | day | 0.24 | 558
0115 | Coolie | day | 0.24 | 558
0114 | Beldar | day | 0.48 | 558
0115 | Coolie | day | 0.48 | 558
0101 | Bhisti | day | 0.1 | 617
9999 | Barrier and chowkidar etc. | L.S. | 53.82 | 2
Calculated W - SUM of the Amount column above
W as printed in the DAR |  |  |  |  | 1583.84
Difference (calculated - printed)
SAY (Rs.) - final DAR rate as printed (fixed value, not computed) |  |  |  |  | 2275.95
16.14 | Cutting bajri paths and making good the same including supply of extra quantities of brick aggregate, moorum and red bajri required.
Details of cost for 10 sqm ¦ Source: CivilDAR_2019_Vol_2.pdf, page 243
Code | Description | Unit | Quantity | Rate (Rs.) | Amount (Rs.) | Note
0286 | Brick Aggregate (Single size) : 50 mm nominal size | cum | 0.19 | 650
2260 | Carriage of Brick aggregate | cum | 0.19 | 112.79
16.3.8 | Rate as per item 16.3.8 - Supplying and stacking at site - Red bajri | cum | 0.06 | 1476.8
16.3.10 | Rate as per item 16.3.10 - Supplying and stacking at site - Moorum | cum | 0.06 | 807.8
0114 | Beldar | day | 1.6 | 558
0115 | Coolie | day | 0.8 | 558
Calculated W - SUM of the Amount column above
W as printed in the DAR |  |  |  |  | 1621.21
Difference (calculated - printed)
SAY (Rs.) - final DAR rate as printed (fixed value, not computed) |  |  |  |  | 212.25
16.15 | Supplying at site :
16.15.1 | R.C.C. Standards post/ struts/rails/ pales of mix 1:1.5:3 (1 cement : 1.5 coarsesand : 3 graded stone aggregate 12.5 mm nominal size) with wooden plugs or 6mm bar nibs wherever required as per direction of Engineer-in- charge (cost of earth works in excavation, concrete works in foundation to be paid separately).
Details of cost for 0.336 cum ¦ Source: CivilDAR_2019_Vol_2.pdf, page 244
Code | Description | Unit | Quantity | Rate (Rs.) | Amount (Rs.) | Note
4.1.2 | Rate as per item 4.1.2 - Providing and laying in position cement concrete of specified grade excluding the cost of centering and shu... | cum | 0.336 | 7210.55
0114 | Beldar | day | 0.034 | 558
0101 | Bhisti | day | 0.067 | 617
0123 | Mason (brick layer) 1st class | day | 0.013 | 738
0124 | Mason (brick layer) 2nd class | day | 0.013 | 679
0128 | Mate | day | 0.013 | 617
5.22.2 | Rate as per item 5.22.2 - Steel reinforcement for R.C.C. work including straightening, cutting, bending, placing in position and bind... | kg | 26.44 | 85.6
5.9.1 | Rate as per item 5.9.1 - Centering and shuttering including strutting, propping etc. and removal of form for - Foundations, footings... | sqm | 6.99 | 284.85
0367 | Portland Cement (OPC-43 grade) | tonne | 0.05 | 4940
2209 | Carriage of Cement | tonne | 0.05 | 92.24
0983 | Fine sand (zone IV) | cum | 0.07 | 900
2261 | Carriage of Fine sand (1 part badarpur sand : 2 parts jamuna sand) | cum | 0.07 | 103.77
0114 | Beldar | day | 0.05 | 558
0101 | Bhisti | day | 0.02 | 617
0155 | Mason (average) | day | 0.64 | 709
0115 | Coolie | day | 0.8 | 558
0101 | Bhisti | day | 0.27 | 617
9999 | Hire and running charges of mixer | L.S. | 1.95 | 2
9999 | Extra for removing burr, cleaning with wire brushes, pock making with pointed tool etc. complete | L.S. | 13.26 | 2
9999 | Scaffolding and sundries | L.S. | 11.57 | 2
9977 | Carriage of RCC posts | L.S. | 53.82 | 2
9999 | Wooden plugs or 6mm bar nibs | L.S. | 12.22 | 2
9999 | Sundries | L.S. | 13.52 | 2
Calculated W - SUM of the Amount column above
W as printed in the DAR |  |  |  |  | 8405.41
Difference (calculated - printed)
SAY (Rs.) - final DAR rate as printed (fixed value, not computed) |  |  |  |  | 26754.35
16.15 | Supplying at site :
16.15.2 | Welded steel wire fabric of required width having rectangular mesh painted with two or more coats of enamel paint of approved shade over a coat of primer (Priming & Painting to be paid for separately).
Details of cost for 209.25 kg ¦ Source: CivilDAR_2019_Vol_2.pdf, page 246
Code | Description | Unit | Quantity | Rate (Rs.) | Amount (Rs.) | Note
1021 | Hard drawn steel wire fabric | sqm | 27 | 430
2314 | Carriage of Barbed wire | tonne | 0.209 | 92.24
Calculated W - SUM of the Amount column above
W as printed in the DAR |  |  |  |  | 11629.28
Difference (calculated - printed)
SAY (Rs.) - final DAR rate as printed (fixed value, not computed) |  |  |  |  | 74.35
16.16 | Supplying and fixing turn buckles and straining bolts for barbed wire fencing.
Details of cost for 1 set ¦ Source: CivilDAR_2019_Vol_2.pdf, page 246
Code | Description | Unit | Quantity | Rate (Rs.) | Amount (Rs.) | Note
1030 | Galvanised steel turn buckles | each | 1 | 25
1028 | Straining bolts | each | 1 | 80
9977 | Carriage of turn buckles and straining bolts | L.S. | 2.73 | 2
0103 | Blacksmith 2nd class | day | 0.1 | 679
Calculated W - SUM of the Amount column above
W as printed in the DAR |  |  |  |  | 178.36
Difference (calculated - printed)
SAY (Rs.) - final DAR rate as printed (fixed value, not computed) |  |  |  |  | 238.65
16.17 | Fencing with R.C.C. post placed at required distance, embedded in cement concrete blocks, every 15th post, last but one end post and corner post shall be strutted on both sides and end post one side only, provided with horizontal lines and two diagonals of barbed wire weighing 9.38 kg per 100 metres (minimum), between the two posts fitted and fixed with G.I. staples on wooden plugs or G.I. binding wire tied to 6 mm bar nibs fixed while casting the post (cost of R.C.C. posts, struts, earth work and concrete to be paid for separately) :- Payment to be made per metre cost of total length of barbed wire used.
16.17.1 | With G.I. barbed wire
Details of cost for 333 m ¦ Source: CivilDAR_2019_Vol_2.pdf, page 247
Code | Description | Unit | Quantity | Rate (Rs.) | Amount (Rs.) | Note
1029 | Galvanised steel barbed wire | quintal | 0.31 | 5500
2314 | Carriage of Barbed wire | tonne | 0.03 | 92.24
9999 | G.I. staples or binding wire | L.S. | 49.4 | 2
0123 | Mason (brick layer) 1st class | day | 0.12 | 738
0124 | Mason (brick layer) 2nd class | day | 0.12 | 679
0114 | Beldar | day | 0.5 | 558
0102 | Blacksmith 1st class | day | 0.5 | 738
0103 | Blacksmith 2nd class | day | 0.5 | 679
9999 | Sundries | L.S. | 13.52 | 2
Calculated W - SUM of the Amount column above
W as printed in the DAR |  |  |  |  | 2991.15
Difference (calculated - printed)
SAY (Rs.) - final DAR rate as printed (fixed value, not computed) |  |  |  |  | 12
16.18 | Fencing with angle iron post placed at required distance embedded in cement concrete blocks, every 15th post, last but one end post and corner post shall be strutted on both sides and end post on one side only and provided with horizontal lines and two diagonals interwoven with horizontal wires, of barbed wire weighing
16.18.1 | With G.I. barbed wire
Details of cost for 333.24 m ¦ Source: CivilDAR_2019_Vol_2.pdf, page 248
Code | Description | Unit | Quantity | Rate (Rs.) | Amount (Rs.) | Note
1029 | Galvanised steel barbed wire | quintal | 0.31 | 5500
2314 | Carriage of Barbed wire | tonne | 0.031 | 92.24
16.16 | Rate as per item 16.16 - Supplying and fixing turn buckles and straining bolts for barbed wire fencing | set | 10 | 238.65
9999 | G.I. staples | L.S. | 49.4 | 2
0123 | Mason (brick layer) 1st class | day | 0.12 | 738
0124 | Mason (brick layer) 2nd class | day | 0.12 | 679
0114 | Beldar | day | 0.5 | 558
0102 | Blacksmith 1st class | day | 0.5 | 738
0103 | Blacksmith 2nd class | day | 0.5 | 679
Calculated W - SUM of the Amount column above
W as printed in the DAR |  |  |  |  | 5350.7
Difference (calculated - printed)
SAY (Rs.) - final DAR rate as printed (fixed value, not computed) |  |  |  |  | 19.05
16.19 | Supplying at site Angle iron post & strut of required size including bottom to be split and bent at right angle in opposite direction for 10 cm length and drilling holes upto 10 mm dia. etc. complete.
Details of cost for 1 quintal ¦ Source: CivilDAR_2019_Vol_2.pdf, page 248
Code | Description | Unit | Quantity | Rate (Rs.) | Amount (Rs.) | Note
1007 | Structurals such as tees, angles channels and R.S. joists | quintal | 1.05 | 4600
2205 | Carriage of Steel | tonne | 0.105 | 92.24
0103 | Blacksmith 2nd class | day | 0.75 | 679
0114 | Beldar | day | 0.5 | 558
0103 | Blacksmith 2nd class | day | 1 | 679
0114 | Beldar | day | 1 | 558
9999 | Sundries such as drilling bit etc. | L.S. | 19.76 | 2
Calculated W - SUM of the Amount column above
W as printed in the DAR |  |  |  |  | 6904.46
Difference (calculated - printed)
SAY (Rs.) - final DAR rate as printed (fixed value, not computed) |  |  |  |  | 92.4
16.20 | Welded steel wire fabric fencing with posts of specified material and of standard design placed and embedded in cement concrete blocks 45x45x 60 cm of mix 1:5:10 (1 cement:5 fine sand : 10 graded stone aggregate 40 mm nominal size), every 15th post, last but one end post and corner post shall be strutted on both sides and end post on one side only and struts embedded in cement concrete blocks 70x45x50 cm of the same mix, provided with welded steel wire fabric fixed between the posts fitted and fixed with G.I. staples on wooden plugs or tied to 6 mm bar nibs with G.I. binding wire (cost of posts, welded steel wire fabric, painting, earth work in excavation and concrete to be paid for separately).
Details of cost for 36 sqm ¦ Source: CivilDAR_2019_Vol_2.pdf, page 249
Code | Description | Unit | Quantity | Rate (Rs.) | Amount (Rs.) | Note
0123 | Mason (brick layer) 1st class | day | 0.12 | 738
0124 | Mason (brick layer) 2nd class | day | 0.12 | 679
0114 | Beldar | day | 0.5 | 558
0102 | Blacksmith 1st class | day | 0.5 | 738
0103 | Blacksmith 2nd class | day | 0.5 | 679
9999 | G.I. staple or binding wire | L.S. | 53.82 | 2
9999 | Sundries | L.S. | 53.82 | 2
Calculated W - SUM of the Amount column above
W as printed in the DAR |  |  |  |  | 1372.82
Difference (calculated - printed)
SAY (Rs.) - final DAR rate as printed (fixed value, not computed) |  |  |  |  | 51
16.21 | Engraving letters in hard stone
Details of cost for 6 letters ¦ Source: CivilDAR_2019_Vol_2.pdf, page 250
Code | Description | Unit | Quantity | Rate (Rs.) | Amount (Rs.) | Note
0126 | Mason (for ornamental stone work) 1st class | day | 0.38 | 738
9999 | Sundries | L.S. | 6.76 | 2
Calculated W - SUM of the Amount column above
W as printed in the DAR |  |  |  |  | 293.96
Difference (calculated - printed)
SAY (Rs.) - final DAR rate as printed (fixed value, not computed) |  |  |  |  | 8.2
16.22 | Providing and fixing 15x15x90 cm boundary stone of hard stone with top 30 cm chisel dressed on all four sides including top (cost of excavation, refilling and concrete etc. to be paid for separately).
Details of cost for 1 stone ¦ Source: CivilDAR_2019_Vol_2.pdf, page 250
Code | Description | Unit | Quantity | Rate (Rs.) | Amount (Rs.) | Note
1151 | Boundry stone top chisel dressed 15x15x90 cm | each | 1 | 80
0114 | Beldar | day | 0.12 | 558
9977 | Carriage to site | L.S. | 4.16 | 2
Calculated W - SUM of the Amount column above
W as printed in the DAR |  |  |  |  | 155.28
Difference (calculated - printed)
SAY (Rs.) - final DAR rate as printed (fixed value, not computed) |  |  |  |  | 207.75
16.23 | Providing and fixing 15 cm dia at top, 20 cm at bottom and 90 cm high precast reinforced cement concrete 1:1.5:3 (1 cement : 1.5 coarse sand : 3 graded stone aggregate 20 mm nominal size) boundary stone as per standard design, including finishing smooth with cement mortar 1:3 (1 cement : 3 fine sand) (cost of excavation, refilling and concreting to be paid for separately).
Details of cost for 1 stone ¦ Source: CivilDAR_2019_Vol_2.pdf, page 251
Code | Description | Unit | Quantity | Rate (Rs.) | Amount (Rs.) | Note
4.1.2 | Rate as per item 4.1.2 - Providing and laying in position cement concrete of specified grade excluding the cost of centering and shu... | cum | 0.02 | 7210.55
0114 | Beldar | day | 0.002 | 558
0101 | Bhisti | day | 0.004 | 617
0123 | Mason (brick layer) 1st class | day | 0.0008 | 738
0124 | Mason (brick layer) 2nd class | day | 0.0008 | 679
0128 | Mate | day | 0.0008 | 617
5.22.1 | Rate as per item 5.22.1 - Steel reinforcement for R.C.C. work including straightening, cutting, bending, placing in position and bind... | kg | 1.32 | 82.1
5.9.1 | Rate as per item 5.9.1 - Centering and shuttering including strutting, propping etc. and removal of form for - Foundations, footings... | sqm | 0.5 | 284.85
0367 | Portland Cement (OPC-43 grade) | tonne | 0.0018 | 4940
2209 | Carriage of Cement | tonne | 0.0018 | 92.24
0983 | Fine sand (zone IV) | cum | 0.0385 | 900
2261 | Carriage of Fine sand (1 part badarpur sand : 2 parts jamuna sand) | cum | 0.0385 | 103.77
0114 | Beldar | day | 0.0027 | 558
0101 | Bhisti | day | 0.0002 | 617
9999 | Hire and running charges of mixer | L.S. | 0.1 | 2
9999 | Sundries | L.S. | 0.05 | 2
0155 | Mason (average) | day | 0.026 | 709
0115 | Coolie | day | 0.038 | 558
0101 | Bhisti | day | 0.046 | 617
9999 | Extra for removing burr | L.S. | 0.68 | 2
9999 | Scaffolding, sundries etc. | L.S. | 0.6 | 2
0114 | Beldar | day | 0.12 | 558
9977 | Carriage to site | L.S. | 4.16 | 2
Calculated W - SUM of the Amount column above
W as printed in the DAR |  |  |  |  | 595.71
Difference (calculated - printed)
SAY (Rs.) - final DAR rate as printed (fixed value, not computed) |  |  |  |  | 663.55
16.24 | Providing and fixing precast reinforced cement concrete 1:1.5:3 (1 cement : 1.5 coarse sand : 3 graded stone aggregate 20 mm nominal size) kilometre stone as per standard design, including finishing smooth in 1:3 cement mortar (1 cement : 3 fine sand) but excluding the cost of earth work, concrete in foundation, painting and lettering etc. which shall be paid for separately.
16.24.1 | 35x111x25 cm size
Details of cost for 1 stone ¦ Source: CivilDAR_2019_Vol_2.pdf, page 252
Code | Description | Unit | Quantity | Rate (Rs.) | Amount (Rs.) | Note
4.1.2 | Rate as per item 4.1.2 - Providing and laying in position cement concrete of specified grade excluding the cost of centering and shu... | cum | 0.1 | 7210.55
0114 | Beldar | day | 0.01 | 558
0101 | Bhisti | day | 0.02 | 617
0123 | Mason (brick layer) 1st class | day | 0.004 | 738
0124 | Mason (brick layer) 2nd class | day | 0.004 | 679
0128 | Mate | day | 0.004 | 617
5.22.1 | Rate as per item 5.22.1 - Steel reinforcement for R.C.C. work including straightening, cutting, bending, placing in position and bind... | kg | 4.81 | 82.1
5.9.1 | Rate as per item 5.9.1 - Centering and shuttering including strutting, propping etc. and removal of form for - Foundations, footings... | sqm | 1.09 | 284.85
0367 | Portland Cement (OPC-43 grade) | tonne | 0.054 | 4940
2209 | Carriage of Cement | tonne | 0.054 | 92.24
0983 | Fine sand (zone IV) | cum | 0.011 | 900
2261 | Carriage of Fine sand (1 part badarpur sand : 2 parts jamuna sand) | cum | 0.011 | 103.77
0114 | Beldar | day | 0.008 | 558
0101 | Bhisti | day | 0.0007 | 617
9999 | Hire and running charges of mixer | L.S. | 0.03 | 2
9999 | Sundries | L.S. | 0.13 | 2
0155 | Mason (average) | day | 0.075 | 709
0115 | Coolie | day | 0.111 | 558
0101 | Bhisti | day | 0.136 | 617
9999 | Extra for removing burr | L.S. | 1.95 | 2
9999 | Scaffolding, sundries etc. | L.S. | 1.82 | 2
0114 | Beldar | day | 0.2 | 558
9977 | Carriage to site | L.S. | 13.52 | 2
Calculated W - SUM of the Amount column above
W as printed in the DAR |  |  |  |  | 2085.7
Difference (calculated - printed)
SAY (Rs.) - final DAR rate as printed (fixed value, not computed) |  |  |  |  | 2308.5
16.24 | Providing and fixing precast reinforced cement concrete 1:1.5:3 (1 cement : 1.5 coarse sand : 3 graded stone aggregate 20 mm nominal size) kilometre stone as per standard design, including finishing smooth in 1:3 cement mortar (1 cement : 3 fine sand) but excluding the cost of earth work, concrete in foundation, painting and lettering etc. which shall be paid for separately.
16.24.2 | 50x152.5x25 cm size
Details of cost for 1 stone ¦ Source: CivilDAR_2019_Vol_2.pdf, page 254
Code | Description | Unit | Quantity | Rate (Rs.) | Amount (Rs.) | Note
4.1.2 | Rate as per item 4.1.2 - Providing and laying in position cement concrete of specified grade excluding the cost of centering and shu... | cum | 0.19 | 7210.55
0114 | Beldar | day | 0.019 | 558
0101 | Bhisti | day | 0.038 | 617
0123 | Mason (brick layer) 1st class | day | 0.008 | 738
0124 | Mason (brick layer) 2nd class | day | 0.008 | 679
0128 | Mate | day | 0.008 | 617
5.22.1 | Rate as per item 5.22.1 - Steel reinforcement for R.C.C. work including straightening, cutting, bending, placing in position and bind... | kg | 9.13 | 82.1
5.9.1 | Rate as per item 5.9.1 - Centering and shuttering including strutting, propping etc. and removal of form for - Foundations, footings... | sqm | 1.72 | 284.85
0367 | Portland Cement (OPC-43 grade) | tonne | 0.09 | 4940
2209 | Carriage of Cement | tonne | 0.09 | 92.24
0983 | Fine sand (zone IV) | cum | 0.2 | 900
2261 | Carriage of Fine sand (1 part badarpur sand : 2 parts jamuna sand) | cum | 0.2 | 103.77
0114 | Beldar | day | 0.013 | 558
0101 | Bhisti | day | 0.001 | 617
9999 | Hire and running charges of mixer | L.S. | 0.52 | 2
9999 | Sundries | L.S. | 0.26 | 2
0155 | Mason (average) | day | 0.126 | 709
0115 | Coolie | day | 0.185 | 558
0101 | Bhisti | day | 0.227 | 617
9999 | Extra for removing burr | L.S. | 3.38 | 2
9999 | Scaffolding, sundries etc. | L.S. | 2.86 | 2
0114 | Beldar | day | 0.2 | 558
9977 | Carriage to site | L.S. | 13.52 | 2
Calculated W - SUM of the Amount column above
W as printed in the DAR |  |  |  |  | 3806.67
Difference (calculated - printed)
SAY (Rs.) - final DAR rate as printed (fixed value, not computed) |  |  |  |  | 4211.25
16.24 | Providing and fixing precast reinforced cement concrete 1:1.5:3 (1 cement : 1.5 coarse sand : 3 graded stone aggregate 20 mm nominal size) kilometre stone as per standard design, including finishing smooth in 1:3 cement mortar (1 cement : 3 fine sand) but excluding the cost of earth work, concrete in foundation, painting and lettering etc. which shall be paid for separately.
16.24.3 | 35x93.5x18 cm size
Details of cost for 1 stone ¦ Source: CivilDAR_2019_Vol_2.pdf, page 255
Code | Description | Unit | Quantity | Rate (Rs.) | Amount (Rs.) | Note
4.1.2 | Rate as per item 4.1.2 - Providing and laying in position cement concrete of specified grade excluding the cost of centering and shu... | cum | 0.06 | 7210.55
0114 | Beldar | day | 0.006 | 558
0101 | Bhisti | day | 0.012 | 617
0123 | Mason (brick layer) 1st class | day | 0.0024 | 738
0124 | Mason (brick layer) 2nd class | day | 0.0024 | 679
0128 | Mate | day | 0.0024 | 617
5.22.1 | Rate as per item 5.22.1 - Steel reinforcement for R.C.C. work including straightening, cutting, bending, placing in position and bind... | kg | 2.88 | 82.1
5.9.1 | Rate as per item 5.9.1 - Centering and shuttering including strutting, propping etc. and removal of form for - Foundations, footings... | sqm | 0.81 | 284.85
0367 | Portland Cement (OPC-43 grade) | tonne | 0.042 | 4940
2209 | Carriage of Cement | tonne | 0.042 | 92.24
0983 | Fine sand (zone IV) | cum | 0.009 | 900
2261 | Carriage of Fine sand (1 part badarpur sand : 2 parts jamuna sand) | cum | 0.009 | 103.77
0114 | Beldar | day | 0.006 | 558
0101 | Bhisti | day | 0.0006 | 617
9999 | Hire and running charges of mixer | L.S. | 0.26 | 2
9999 | Sundries | L.S. | 0.13 | 2
0155 | Mason (average) | day | 0.058 | 709
0115 | Coolie | day | 0.086 | 558
0101 | Bhisti | day | 0.105 | 617
9999 | Extra for removing burr | L.S. | 1.56 | 2
9999 | Scaffolding, sundries etc. | L.S. | 1.3 | 2
0114 | Beldar | day | 0.1 | 558
9977 | Carriage to site | L.S. | 13.52 | 2
Calculated W - SUM of the Amount column above
W as printed in the DAR |  |  |  |  | 1382.78
Difference (calculated - printed)
SAY (Rs.) - final DAR rate as printed (fixed value, not computed) |  |  |  |  | 1546
16.25 | Surface dressing on new surface with paving bitumen of grade VG - 10 of approved quality using 2.25 kg of bitumen per sqm with 1.65 cum of stone chippings 13.2 mm nominal size per 100 sqm of road surface, including consolidation with road roller of 6 to 8 tonne capacity etc. complete:
Details of cost for 100 sqm ¦ Source: CivilDAR_2019_Vol_2.pdf, page 256
Code | Description | Unit | Quantity | Rate (Rs.) | Amount (Rs.) | Note
0309 | Paving bitumen VG-10 of approved quality | tonne | 0.225 | 25614
2211 | Carriage of Tar bitumen | tonne | 0.225 | 103.77
2910 | Stone chippings/ screenings 12.5/ 13.2 mm nominal size | cum | 1.65 | 1150
2202 | Carriage of Stone aggregate below 40 mm nominal size | cum | 1.65 | 103.77
0370 | Coal (steam) | quintal | 0.45 | 440
2200 | Carriage of steam coal | tonne | 0.045 | 120
0128 | Mate | day | 0.11 | 617
0114 | Beldar | day | 1.4 | 558
0115 | Coolie | day | 1.4 | 558
0130 | Mistry | day | 0.08 | 738
0138 | Sprayer (for bitumen, tar etc.) | day | 0.11 | 617
0114 | Beldar | day | 0.93 | 558
0128 | Mate | day | 0.11 | 617
0114 | Beldar | day | 0.93 | 558
0115 | Coolie | day | 1.55 | 558
0113 | Chowkidar | day | 0.27 | 558
0101 | Bhisti | day | 0.11 | 617
0003 | Hire charges of Diesel Road Roller - 8 to 10 tonne | day | 0.11 | 3000
0001 | Hire charges of Coaltar Boiler 900 to 1400 litres | day | 0.12 | 800
0007 | Hire charges of Coaltar Sprayer | day | 0.11 | 300
0364 | Wire brush | each | 0.11 | 20
0365 | Soft brush | each | 0.32 | 20
9999 | Brooms and gunny bags | L.S. | 6.76 | 2
9999 | Sundries | L.S. | 6.76 | 2
Calculated W - SUM of the Amount column above
W as printed in the DAR |  |  |  |  | 12499.62
Difference (calculated - printed)
SAY (Rs.) - final DAR rate as printed (fixed value, not computed) |  |  |  |  | 167.25
16.26 | Surface dressing on new surface in two coats with bitumen of grade VG -10 of approved quality using 1.8 kg of bitumen per sqm with 1.5 cum of stone chippings
Details of cost for 100 sqm ¦ Source: CivilDAR_2019_Vol_2.pdf, page 258
Code | Description | Unit | Quantity | Rate (Rs.) | Amount (Rs.) | Note
0309 | Paving bitumen VG-10 of approved quality | tonne | 0.18 | 25614
2211 | Carriage of Tar bitumen | tonne | 0.18 | 103.77
2910 | Stone chippings/ screenings 12.5/ 13.2 mm nominal size | cum | 1.5 | 1150
2202 | Carriage of Stone aggregate below 40 mm nominal size | cum | 1.5 | 103.77
0370 | Coal (steam) | quintal | 0.36 | 440
2200 | Carriage of steam coal | tonne | 0.036 | 120
0128 | Mate | day | 0.11 | 617
0114 | Beldar | day | 1.4 | 558
0115 | Coolie | day | 1.4 | 558
0130 | Mistry | day | 0.08 | 738
0138 | Sprayer (for bitumen, tar etc.) | day | 0.11 | 617
0114 | Beldar | day | 1.38 | 558
0128 | Mate | day | 0.27 | 617
0114 | Beldar | day | 0.85 | 558
0115 | Coolie | day | 0.85 | 558
0113 | Chowkidar | day | 0.11 | 558
0101 | Bhisti | day | 0.11 | 617
0003 | Hire charges of Diesel Road Roller - 8 to 10 tonne | day | 0.11 | 3000
0001 | Hire charges of Coaltar Boiler 900 to 1400 litres | day | 0.12 | 800
0007 | Hire charges of Coaltar Sprayer | day | 0.11 | 300
0364 | Wire brush | each | 0.11 | 20
0365 | Soft brush | each | 0.32 | 20
9999 | Brooms and gunny bags | L.S. | 6.76 | 2
9999 | Sundries | L.S. | 16.38 | 2
0309 | Paving bitumen VG-10 of approved quality | tonne | 0.11 | 25614
2911 | Stone chippings/ screenings 10/ 11.2 mm nominal size | cum | 1 | 1150
2211 | Carriage of Tar bitumen | tonne | 0.11 | 103.77
2202 | Carriage of Stone aggregate below 40 mm nominal size | cum | 1 | 103.77
0370 | Coal (steam) | quintal | 0.22 | 440
2200 | Carriage of steam coal | tonne | 0.022 | 120
0128 | Mate | day | 0.06 | 617
0115 | Coolie | day | 0.97 | 558
0130 | Mistry | day | 0.05 | 738
0138 | Sprayer (for bitumen, tar etc.) | day | 0.07 | 617
0114 | Beldar | day | 0.75 | 558
0128 | Mate | day | 0.07 | 617
0114 | Beldar | day | 0.62 | 558
0115 | Coolie | day | 0.62 | 558
0113 | Chowkidar | day | 0.15 | 558
0101 | Bhisti | day | 0.06 | 617
0003 | Hire charges of Diesel Road Roller - 8 to 10 tonne | day | 0.06 | 3000
0007 | Hire charges of Coaltar Sprayer | day | 0.07 | 300
0001 | Hire charges of Coaltar Boiler 900 to 1400 litres | day | 0.06 | 800
0364 | Wire brush | each | 0.03 | 20
0365 | Soft brush | each | 0.09 | 20
9999 | Sundries | L.S. | 9.49 | 2
Calculated W - SUM of the Amount column above
W as printed in the DAR |  |  |  |  | 17343.36
Difference (calculated - printed)
SAY (Rs.) - final DAR rate as printed (fixed value, not computed) |  |  |  |  | 232.05
16.27 | Surface dressing on old surface with hot bitumen of grade VG - 10 of approved quality using 1.95 kg of bitumen per sqm with 1.50 cum of stone chippings 11.2 mm nominal size per 100 sqm of road surface, including consolidation with road roller of 6 to 8 tonne capacity, etc. complete.
Details of cost for 100 sqm ¦ Source: CivilDAR_2019_Vol_2.pdf, page 260
Code | Description | Unit | Quantity | Rate (Rs.) | Amount (Rs.) | Note
0309 | Paving bitumen VG-10 of approved quality | tonne | 0.195 | 25614
2911 | Stone chippings/ screenings 10/ 11.2 mm nominal size | cum | 1.5 | 1150
2211 | Carriage of Tar bitumen | tonne | 0.195 | 103.77
2202 | Carriage of Stone aggregate below 40 mm nominal size | cum | 1.5 | 103.77
0370 | Coal (steam) | quintal | 0.39 | 440
2200 | Carriage of steam coal | tonne | 0.039 | 120
0128 | Mate | day | 0.06 | 617
0114 | Beldar | day | 0.49 | 558
0115 | Coolie | day | 0.97 | 558
0130 | Mistry | day | 0.05 | 738
0138 | Sprayer (for bitumen, tar etc.) | day | 0.06 | 617
0114 | Beldar | day | 0.69 | 558
0128 | Mate | day | 0.66 | 617
0114 | Beldar | day | 0.51 | 558
0115 | Coolie | day | 0.51 | 558
0113 | Chowkidar | day | 0.15 | 558
0101 | Bhisti | day | 0.06 | 617
0003 | Hire charges of Diesel Road Roller - 8 to 10 tonne | day | 0.06 | 3000
0007 | Hire charges of Coaltar Sprayer | day | 0.06 | 300
0001 | Hire charges of Coaltar Boiler 900 to 1400 litres | day | 0.06 | 800
0364 | Wire brush | each | 0.05 | 20
0365 | Soft brush | each | 0.12 | 20
9999 | Brooms and gunny bags | L.S. | 2.73 | 2
9999 | Sundries | L.S. | 5.33 | 2
Calculated W - SUM of the Amount column above
W as printed in the DAR |  |  |  |  | 9745.16
Difference (calculated - printed)
SAY (Rs.) - final DAR rate as printed (fixed value, not computed) |  |  |  |  | 130.4
16.28 | Surface dressing one coat on new surface with bitumen of specified grade at a rate of 1.95 kg/sqm of surface area with 1.5 cum of stone chippings 13.2 mm nominal size per 100 sqm of road surface, including consolidation with road roller of 6 to 8 tonne capacity , etc. complete :
16.28.1 | Using bitumen emulsion (minimum 50% bitumen content- RS grade conforming to IS : 8887)
Details of cost for 100 sqm ¦ Source: CivilDAR_2019_Vol_2.pdf, page 261
Code | Description | Unit | Quantity | Rate (Rs.) | Amount (Rs.) | Note
0310 | Bitumen emulsion | tonne | 0.195 | 30099
2211 | Carriage of Tar bitumen | tonne | 0.195 | 103.77
2910 | Stone chippings/ screenings 12.5/ 13.2 mm nominal size | cum | 1.5 | 1150
2202 | Carriage of Stone aggregate below 40 mm nominal size | cum | 1.5 | 103.77
0128 | Mate | day | 0.11 | 617
0114 | Beldar | day | 1.4 | 558
0115 | Coolie | day | 1.4 | 558
0130 | Mistry | day | 0.07 | 738
0138 | Sprayer (for bitumen, tar etc.) | day | 0.1 | 617
0114 | Beldar | day | 1 | 558
0128 | Mate | day | 0.11 | 617
0114 | Beldar | day | 0.85 | 558
0115 | Coolie | day | 0.85 | 558
0113 | Chowkidar | day | 0.27 | 558
0101 | Bhisti | day | 0.27 | 617
0003 | Hire charges of Diesel Road Roller - 8 to 10 tonne | day | 0.11 | 3000
0007 | Hire charges of Coaltar Sprayer | day | 0.1 | 300
0364 | Wire brush | each | 0.11 | 20
0365 | Soft brush | each | 0.32 | 20
9999 | Brooms and gunny bags | L.S. | 6.76 | 2
9999 | Sundries | L.S. | 9.49 | 2
Calculated W - SUM of the Amount column above
W as printed in the DAR |  |  |  |  | 11806.65
Difference (calculated - printed)
SAY (Rs.) - final DAR rate as printed (fixed value, not computed) |  |  |  |  | 157.95
16.29 | Surface dressing one coat on old surface with bitumen of specified grade at the rate of 1.22 kg/ sqm of surface area with 1.10 cum of stone chippings 11.2 mm nominal size per 100 sqm of road surface, including consolidation with road roller of 6 to 8 tonne capacity etc. complete :
16.29.1 | Using bitumen emulsion (minimum 50% bitumen content- RS grade conforming to IS : 8887)
Details of cost for 100 sqm ¦ Source: CivilDAR_2019_Vol_2.pdf, page 262
Code | Description | Unit | Quantity | Rate (Rs.) | Amount (Rs.) | Note
0310 | Bitumen emulsion | tonne | 0.122 | 30099
2211 | Carriage of Tar bitumen | tonne | 0.122 | 103.77
2911 | Stone chippings/ screenings 10/ 11.2 mm nominal size | cum | 1.1 | 1150
2202 | Carriage of Stone aggregate below 40 mm nominal size | cum | 1.1 | 103.77
0128 | Mate | day | 0.06 | 617
0114 | Beldar | day | 0.49 | 558
0115 | Coolie | day | 0.97 | 558
0130 | Mistry | day | 0.05 | 738
0138 | Sprayer (for bitumen, tar etc.) | day | 0.06 | 617
0114 | Beldar | day | 0.63 | 558
0128 | Mate | day | 0.07 | 617
0114 | Beldar | day | 0.62 | 558
0115 | Coolie | day | 0.62 | 558
0113 | Chowkidar | day | 0.15 | 558
0101 | Bhisti | day | 0.15 | 617
0003 | Hire charges of Diesel Road Roller - 8 to 10 tonne | day | 0.06 | 3000
0007 | Hire charges of Coaltar Sprayer | day | 0.06 | 300
0364 | Wire brush | each | 0.11 | 20
0365 | Soft brush | each | 0.32 | 20
9999 | Brooms and gunny bags | L.S. | 2.73 | 2
9999 | Sundries | L.S. | 5.33 | 2
Calculated W - SUM of the Amount column above
W as printed in the DAR |  |  |  |  | 7475.12
Difference (calculated - printed)
SAY (Rs.) - final DAR rate as printed (fixed value, not computed) |  |  |  |  | 100
16.30 | Providing and applying tack coat using hot straight run bitumen of grade VG - 10, including heating the bitumen, spraying the bitumen with mechanically operated spray unit fitted on bitumen boiler, cleaning and preparing the existing road surface as per specifications :
16.30.1 | On W.B.M. @ 0.75 Kg / sqm
Details of cost for 100 sqm ¦ Source: CivilDAR_2019_Vol_2.pdf, page 263
Code | Description | Unit | Quantity | Rate (Rs.) | Amount (Rs.) | Note
2916 | Paving Asphalt VG -10 of approved quality | tonne | 0.075 | 24000
2211 | Carriage of Tar bitumen | tonne | 0.075 | 103.77
0370 | Coal (steam) | quintal | 0.15 | 440
2200 | Carriage of steam coal | tonne | 0.015 | 120
0364 | Wire brush | each | 0.05 | 20
0365 | Soft brush | each | 0.12 | 20
9999 | Gunny bags | L.S. | 7.8 | 2
0007 | Hire charges of Coaltar Sprayer | day | 0.03 | 300
9999 | Sundries | L.S. | 9.1 | 2
0128 | Mate | day | 0.06 | 617
0114 | Beldar | day | 1.46 | 558
0114 | Beldar | day | 0.19 | 558
0114 | Beldar | day | 0.47 | 558
Calculated W - SUM of the Amount column above
W as printed in the DAR |  |  |  |  | 3141.76
Difference (calculated - printed)
SAY (Rs.) - final DAR rate as printed (fixed value, not computed) |  |  |  |  | 42.05
16.30 | Providing and applying tack coat using hot straight run bitumen of grade VG - 10, including heating the bitumen, spraying the bitumen with mechanically operated spray unit fitted on bitumen boiler, cleaning and preparing the existing road surface as per specifications :
16.30.2 | On bituminous surface @ 0.50 Kg / sqm
Details of cost for 100 sqm ¦ Source: CivilDAR_2019_Vol_2.pdf, page 264
Code | Description | Unit | Quantity | Rate (Rs.) | Amount (Rs.) | Note
2916 | Paving Asphalt VG -10 of approved quality | tonne | 0.05 | 24000
2211 | Carriage of Tar bitumen | tonne | 0.05 | 103.77
0370 | Coal (steam) | quintal | 0.1 | 440
2200 | Carriage of steam coal | tonne | 0.01 | 120
0364 | Wire brush | each | 0.05 | 20
0365 | Soft brush | each | 0.12 | 20
9999 | Gunny bags | L.S. | 7.8 | 2
0007 | Hire charges of Coaltar Sprayer | day | 0.03 | 300
9999 | Sundries | L.S. | 7.8 | 2
0128 | Mate | day | 0.06 | 617
0114 | Beldar | day | 1.46 | 558
0114 | Beldar | day | 0.19 | 558
0114 | Beldar | day | 0.47 | 558
Calculated W - SUM of the Amount column above
W as printed in the DAR |  |  |  |  | 2513.97
Difference (calculated - printed)
SAY (Rs.) - final DAR rate as printed (fixed value, not computed) |  |  |  |  | 33.65
16.31 | Providing and applying tack coat using bitumen emulsion conforming to IS:8887, using emulsion pressure distributer including preparing the surface & cleaning with mechanical broom.
16.31.1 | With rapid setting bitumen emulsion
16.31.1.1 | On W.B.M / W.M.M. @ 0.4kg/sqm
Details of cost for 3500 sqm ¦ Source: CivilDAR_2019_Vol_2.pdf, page 265
Code | Description | Unit | Quantity | Rate (Rs.) | Amount (Rs.) | Note
7382 | Bitumen emulsion rapid setting (R.S.) confirming to IS : 8887-1995 | tonne | 1.4 | 19000
2211 | Carriage of Tar bitumen | tonne | 1.4 | 103.77
0075 | Road sweeper (Mechamical Broom) @ 1250 sqm. Per hour. | hour | 2.8 | 350
0058 | Air compressor | hour | 2.8 | 200
0061 | Emulsion Pressure Distributor @ 1750 sqm per hour | hour | 2 | 800
0128 | Mate | day | 0.08 | 617
0114 | Beldar | day | 2 | 558
Calculated W - SUM of the Amount column above
W as printed in the DAR |  |  |  |  | 31050.64
Difference (calculated - printed)
SAY (Rs.) - final DAR rate as printed (fixed value, not computed) |  |  |  |  | 11.85
16.31 | Providing and applying tack coat using bitumen emulsion conforming to IS:8887, using emulsion pressure distributer including preparing the surface & cleaning with mechanical broom.
16.31.1 | With rapid setting bitumen emulsion
16.31.1.2 | On bituminous surface @ 0.25kg/sqm
Details of cost for 3500 sqm ¦ Source: CivilDAR_2019_Vol_2.pdf, page 265
Code | Description | Unit | Quantity | Rate (Rs.) | Amount (Rs.) | Note
7382 | Bitumen emulsion rapid setting (R.S.) confirming to IS : 8887-1995 | tonne | 0.875 | 19000
2211 | Carriage of Tar bitumen | tonne | 0.875 | 103.77
0075 | Road sweeper (Mechamical Broom) @ 1250 sqm. Per hour. | hour | 2.8 | 350
0058 | Air compressor | hour | 2.8 | 200
0061 | Emulsion Pressure Distributor @ 1750 sqm per hour | hour | 2 | 800
0128 | Mate | day | 0.08 | 617
0114 | Beldar | day | 2 | 558
Calculated W - SUM of the Amount column above
W as printed in the DAR |  |  |  |  | 21021.16
Difference (calculated - printed)
SAY (Rs.) - final DAR rate as printed (fixed value, not computed) |  |  |  |  | 8.05
16.31 | Providing and applying tack coat using bitumen emulsion conforming to IS:8887, using emulsion pressure distributer including preparing the surface & cleaning with mechanical broom.
16.31.2 | With medium setting bitumen emulsion
16.31.2.1 | On W.B.M / W.M.M. @ 0.4kg/sqm
Details of cost for 3500 sqm ¦ Source: CivilDAR_2019_Vol_2.pdf, page 266
Code | Description | Unit | Quantity | Rate (Rs.) | Amount (Rs.) | Note
7742 | Bitumen emulsion medium setting (M.S.) confirming to IS : 8887-1995 | tonne | 1.4 | 27909
2211 | Carriage of Tar bitumen | tonne | 1.4 | 103.77
0075 | Road sweeper (Mechamical Broom) @ 1250 sqm. Per hour. | hour | 2.8 | 350
0058 | Air compressor | hour | 2.8 | 200
0061 | Emulsion Pressure Distributor @ 1750 sqm per hour | hour | 2 | 800
0128 | Mate | day | 0.08 | 617
0114 | Beldar | day | 2 | 558
Calculated W - SUM of the Amount column above
W as printed in the DAR |  |  |  |  | 43523.24
Difference (calculated - printed)
SAY (Rs.) - final DAR rate as printed (fixed value, not computed) |  |  |  |  | 16.65
16.31 | Providing and applying tack coat using bitumen emulsion conforming to IS:8887, using emulsion pressure distributer including preparing the surface & cleaning with mechanical broom.
16.31.2 | With medium setting bitumen emulsion
16.31.2.2 | On bituminous surface @ 0.25kg/sqm
Details of cost for 3500 sqm ¦ Source: CivilDAR_2019_Vol_2.pdf, page 266
Code | Description | Unit | Quantity | Rate (Rs.) | Amount (Rs.) | Note
7742 | Bitumen emulsion medium setting (M.S.) confirming to IS : 8887-1995 | tonne | 0.875 | 27909
2211 | Carriage of Tar bitumen | tonne | 0.875 | 103.77
0075 | Road sweeper (Mechamical Broom) @ 1250 sqm. Per hour. | hour | 2.8 | 350
0058 | Air compressor | hour | 2.8 | 200
0061 | Emulsion Pressure Distributor @ 1750 sqm per hour | hour | 2 | 800
0128 | Mate | day | 0.08 | 617
0114 | Beldar | day | 2 | 558
Calculated W - SUM of the Amount column above
W as printed in the DAR |  |  |  |  | 28816.53
Difference (calculated - printed)
SAY (Rs.) - final DAR rate as printed (fixed value, not computed) |  |  |  |  | 11
16.32 | 2 cm premix carpet surfacing with 1.8 cum and 0.90 cum of stone chippings of
16.32.1 | With paving Asphalt grade VG - 10 heated and then mixed with solvent at the rate of 70 grams per kg of asphalt
Details of cost for 100 sqm ¦ Source: CivilDAR_2019_Vol_2.pdf, page 267
Code | Description | Unit | Quantity | Rate (Rs.) | Amount (Rs.) | Note
2916 | Paving Asphalt VG 10 of approved quality | tonne | 0.144 | 24000
2211 | Carriage of Tar bitumen | tonne | 0.144 | 103.77
2914 | Solvent | kilogram | 10.08 | 25
2342 | Carriage of solvent/ Diesel. | quintal | 0.1 | 10.38
2910 | Stone chippings/ screenings 12.5/ 13.2 mm nominal size | cum | 1.8 | 1150
2911 | Stone chippings/ screenings 10/ 11.2 mm nominal size | cum | 0.9 | 1150
2202 | Carriage of Stone aggregate below 40 mm nominal size | cum | 2.7 | 103.77
0370 | Coal (steam) | quintal | 0.288 | 440
2200 | Carriage of steam coal | tonne | 0.0288 | 120
0128 | Mate | day | 0.08 | 617
0114 | Beldar | day | 1.4 | 558
0115 | Coolie | day | 1.4 | 558
0114 | Beldar | day | 0.57 | 558
0130 | Mistry | day | 0.19 | 738
0114 | Beldar | day | 5 | 558
0113 | Chowkidar | day | 0.27 | 558
0101 | Bhisti | day | 0.11 | 617
0003 | Hire charges of Diesel Road Roller - 8 to 10 tonne | day | 0.11 | 3000
0001 | Hire charges of Coaltar Boiler 900 to 1400 litres | day | 0.13 | 800
0023 | Hot Bitumen mixer 0.5 cum i/c hand cart | day | 0.04 | 3500
0364 | Wire brush | each | 0.11 | 20
0365 | Soft brush | each | 0.32 | 20
9999 | Brooms and gunny bags | L.S. | 6.76 | 2
9999 | Sundries | L.S. | 9.49 | 2
Calculated W - SUM of the Amount column above
W as printed in the DAR |  |  |  |  | 12933.01
Difference (calculated - printed)
SAY (Rs.) - final DAR rate as printed (fixed value, not computed) |  |  |  |  | 173.05
16.32 | 2 cm premix carpet surfacing with 1.8 cum and 0.90 cum of stone chippings of
16.32.2 | With paving Asphalt grade VG - 30 with no solvent
Details of cost for 100 sqm ¦ Source: CivilDAR_2019_Vol_2.pdf, page 269
Code | Description | Unit | Quantity | Rate (Rs.) | Amount (Rs.) | Note
7309 | Paving Asphalt VG-30 of approved quality | tonne | 0.144 | 39570
2211 | Carriage of Tar bitumen | tonne | 0.144 | 103.77
2910 | Stone chippings/ screenings 12.5/ 13.2 mm nominal size | cum | 1.8 | 1150
2911 | Stone chippings/ screenings 10/ 11.2 mm nominal size | cum | 0.9 | 1150
2202 | Carriage of Stone aggregate below 40 mm nominal size | cum | 2.7 | 103.77
0370 | Coal (steam) | quintal | 0.288 | 440
2200 | Carriage of steam coal | tonne | 0.0288 | 120
0128 | Mate | day | 0.08 | 617
0114 | Beldar | day | 1.4 | 558
0115 | Coolie | day | 1.4 | 558
0114 | Beldar | day | 0.57 | 558
0130 | Mistry | day | 0.19 | 738
0114 | Beldar | day | 5 | 558
0113 | Chowkidar | day | 0.27 | 558
0101 | Bhisti | day | 0.11 | 617
0003 | Hire charges of Diesel Road Roller - 8 to 10 tonne | day | 0.11 | 3000
0001 | Hire charges of Coaltar Boiler 900 to 1400 litres | day | 0.13 | 800
0023 | Hot Bitumen mixer 0.5 cum i/c hand cart | day | 0.04 | 3500
0364 | Wire brush | each | 0.11 | 20
0365 | Soft brush | each | 0.32 | 20
9999 | Brooms and gunny bags | L.S. | 6.76 | 2
9999 | Sundries | L.S. | 9.49 | 2
Calculated W - SUM of the Amount column above
W as printed in the DAR |  |  |  |  | 14922.05
Difference (calculated - printed)
SAY (Rs.) - final DAR rate as printed (fixed value, not computed) |  |  |  |  | 199.65
16.32 | 2 cm premix carpet surfacing with 1.8 cum and 0.90 cum of stone chippings of
16.32.3 | With Refinery Modified Bitumen CRMB 55 conforming to IRC: SP: 53
Details of cost for 100 sqm ¦ Source: CivilDAR_2019_Vol_2.pdf, page 270
Code | Description | Unit | Quantity | Rate (Rs.) | Amount (Rs.) | Note
7739 | Modified Bitumen Refinary produced CRMB - | 55 tonne | 0.144 | 29995
2211 | Carriage of Tar bitumen | tonne | 0.144 | 103.77
2914 | Solvent | kilogram | 10.08 | 25
2342 | Carriage of solvent/ Diesel. | quintal | 0.1 | 10.38
2910 | Stone chippings/ screenings 12.5/ 13.2 mm nominal size | cum | 1.8 | 1150
2911 | Stone chippings/ screenings 10/ 11.2 mm nominal size | cum | 0.9 | 1150
2202 | Carriage of Stone aggregate below 40 mm nominal size | cum | 2.7 | 103.77
0370 | Coal (steam) | quintal | 0.288 | 440
2200 | Carriage of steam coal | tonne | 0.0288 | 120
0128 | Mate | day | 0.08 | 617
0114 | Beldar | day | 1.4 | 558
0115 | Coolie | day | 1.4 | 558
0114 | Beldar | day | 0.57 | 558
0130 | Mistry | day | 0.19 | 738
0114 | Beldar | day | 5 | 558
0113 | Chowkidar | day | 0.27 | 558
0101 | Bhisti | day | 0.11 | 617
0003 | Hire charges of Diesel Road Roller - 8 to 10 tonne | day | 0.11 | 3000
0001 | Hire charges of Coaltar Boiler 900 to 1400 litres | day | 0.13 | 800
0023 | Hot Bitumen mixer 0.5 cum i/c hand cart | day | 0.04 | 3500
0364 | Wire brush | each | 0.11 | 20
0365 | Soft brush | each | 0.32 | 20
9999 | Brooms and gunny bags | L.S. | 6.76 | 2
9999 | Sundries | L.S. | 9.49 | 2
Calculated W - SUM of the Amount column above
W as printed in the DAR |  |  |  |  | 13796.29
Difference (calculated - printed)
SAY (Rs.) - final DAR rate as printed (fixed value, not computed) |  |  |  |  | 184.6
16.33 | 2.5 cm premix carpet surfacing with 2.25 cum and 1.12 cum of stone chippings of
16.33.1 | With paving Asphalt grade VG - 10 heated and then mixed with solvent at the rate of 70 grams per kg of asphalt
Details of cost for 100 sqm ¦ Source: CivilDAR_2019_Vol_2.pdf, page 271
Code | Description | Unit | Quantity | Rate (Rs.) | Amount (Rs.) | Note
2916 | Paving Asphalt VG -10 of approved quality | tonne | 0.18 | 24000
2914 | Solvent | kilogram | 12.6 | 25
2211 | Carriage of Tar bitumen | tonne | 0.18 | 103.77
2342 | Carriage of solvent/ Diesel. | quintal | 0.126 | 10.38
2910 | Stone chippings/ screenings 12.5/ 13.2 mm nominal size | cum | 2.25 | 1150
2911 | Stone chippings/ screenings 10/ 11.2 mm nominal size | cum | 1.12 | 1150
2202 | Carriage of Stone aggregate below 40 mm nominal size | cum | 3.37 | 103.77
0370 | Coal (steam) | quintal | 0.36 | 440
2200 | Carriage of steam coal | tonne | 0.036 | 120
0128 | Mate | day | 0.08 | 617
0114 | Beldar | day | 1.4 | 558
0115 | Coolie | day | 1.4 | 558
0114 | Beldar | day | 0.71 | 558
0130 | Mistry | day | 0.19 | 738
0114 | Beldar | day | 6.25 | 558
0113 | Chowkidar | day | 0.27 | 558
0101 | Bhisti | day | 0.11 | 617
0003 | Hire charges of Diesel Road Roller - 8 to 10 tonne | day | 0.11 | 3000
0001 | Hire charges of Coaltar Boiler 900 to 1400 litres | day | 0.15 | 800
0023 | Hot Bitumen mixer 0.5 cum i/c hand cart | day | 0.04 | 3500
0364 | Wire brush | each | 0.11 | 20
0365 | Soft brush | each | 0.32 | 20
9999 | Brooms and gunny bags | L.S. | 6.76 | 2
9999 | Sundries | L.S. | 9.49 | 2
Calculated W - SUM of the Amount column above
W as printed in the DAR |  |  |  |  | 15528.2
Difference (calculated - printed)
SAY (Rs.) - final DAR rate as printed (fixed value, not computed) |  |  |  |  | 207.75
16.33 | 2.5 cm premix carpet surfacing with 2.25 cum and 1.12 cum of stone chippings of
16.33.2 | With paving Asphalt grade VG - 30 with no solvent
Details of cost for 100 sqm ¦ Source: CivilDAR_2019_Vol_2.pdf, page 273
Code | Description | Unit | Quantity | Rate (Rs.) | Amount (Rs.) | Note
7309 | Paving Asphalt VG-30 of approved quality | tonne | 0.18 | 39570
2211 | Carriage of Tar bitumen | tonne | 0.18 | 103.77
2910 | Stone chippings/ screenings 12.5/ 13.2 mm nominal size | cum | 2.25 | 1150
2911 | Stone chippings/ screenings 10/ 11.2 mm nominal size | cum | 1.12 | 1150
2202 | Carriage of Stone aggregate below 40 mm nominal size | cum | 3.37 | 103.77
0370 | Coal (steam) | quintal | 0.36 | 440
2200 | Carriage of steam coal | tonne | 0.036 | 120
0128 | Mate | day | 0.08 | 617
0114 | Beldar | day | 1.4 | 558
0115 | Coolie | day | 1.4 | 558
0114 | Beldar | day | 0.71 | 558
0130 | Mistry | day | 0.19 | 738
0114 | Beldar | day | 6.25 | 558
0113 | Chowkidar | day | 0.27 | 558
0101 | Bhisti | day | 0.11 | 617
0003 | Hire charges of Diesel Road Roller - 8 to 10 tonne | day | 0.11 | 3000
0001 | Hire charges of Coaltar Boiler 900 to 1400 litres | day | 0.15 | 800
0023 | Hot Bitumen mixer 0.5 cum i/c hand cart | day | 0.04 | 3500
0364 | Wire brush | each | 0.11 | 20
0365 | Soft brush | each | 0.32 | 20
9999 | Brooms and gunny bags | L.S. | 6.76 | 2
9999 | Sundries | L.S. | 9.49 | 2
Calculated W - SUM of the Amount column above
W as printed in the DAR |  |  |  |  | 18014.49
Difference (calculated - printed)
SAY (Rs.) - final DAR rate as printed (fixed value, not computed) |  |  |  |  | 241
16.33 | 2.5 cm premix carpet surfacing with 2.25 cum and 1.12 cum of stone chippings of
16.33.3 | With Refinery Modified Bitumen CRMB 55 conforming to IRC: SP: 53
Details of cost for 100 sqm ¦ Source: CivilDAR_2019_Vol_2.pdf, page 274
Code | Description | Unit | Quantity | Rate (Rs.) | Amount (Rs.) | Note
7739 | Modified Bitumen Refinary produced CRMB - | 55 tonne | 0.18 | 29995
2914 | Solvent | kilogram | 12.6 | 25
2211 | Carriage of Tar bitumen | tonne | 0.18 | 103.77
2342 | Carriage of solvent/ Diesel. | quintal | 0.126 | 10.38
2910 | Stone chippings/ screenings 12.5/ 13.2 mm nominal size | cum | 2.25 | 1150
2911 | Stone chippings/ screenings 10/ 11.2 mm nominal size | cum | 1.12 | 1150
2202 | Carriage of Stone aggregate below 40 mm nominal size | cum | 3.37 | 103.77
0370 | Coal (steam) | quintal | 0.36 | 440
2200 | Carriage of steam coal | tonne | 0.036 | 120
0128 | Mate | day | 0.08 | 617
0114 | Beldar | day | 1.4 | 558
0115 | Coolie | day | 1.4 | 558
0114 | Beldar | day | 0.71 | 558
0130 | Mistry | day | 0.19 | 738
0114 | Beldar | day | 6.25 | 558
0113 | Chowkidar | day | 0.27 | 558
0101 | Bhisti | day | 0.11 | 617
0003 | Hire charges of Diesel Road Roller - 8 to 10 tonne | day | 0.11 | 3000
0001 | Hire charges of Coaltar Boiler 900 to 1400 litres | day | 0.15 | 800
0023 | Hot Bitumen mixer 0.5 cum i/c hand cart | day | 0.04 | 3500
0364 | Wire brush | each | 0.11 | 20
0365 | Soft brush | each | 0.32 | 20
9999 | Brooms and gunny bags | L.S. | 6.76 | 2
9999 | Sundries | L.S. | 9.49 | 2
Calculated W - SUM of the Amount column above
W as printed in the DAR |  |  |  |  | 16607.3
Difference (calculated - printed)
SAY (Rs.) - final DAR rate as printed (fixed value, not computed) |  |  |  |  | 222.2
16.34 | 2 cm premix carpet surfacing with 2.4 cum of stone chippings 11.2 mm nominal size per 100 sqm and bitumen emulsion (medium setting min. 65% bitumen content) complying with IS : 8887, using 96 kg per cum of chippings, including consolidation with road roller of 6 to 9 tonne capacity etc. complete.
Details of cost for 100 sqm ¦ Source: CivilDAR_2019_Vol_2.pdf, page 276
Code | Description | Unit | Quantity | Rate (Rs.) | Amount (Rs.) | Note
7742 | Bitumen emulsion medium setting (M.S.) confirming to IS : 8887-1995 | tonne | 0.23 | 27909
2211 | Carriage of Tar bitumen | tonne | 0.23 | 103.77
2911 | Stone chippings/ screenings 10/ 11.2 mm nominal size | cum | 2.4 | 1150
2202 | Carriage of Stone aggregate below 40 mm nominal size | cum | 2.4 | 103.77
0130 | Mistry | day | 0.19 | 738
0114 | Beldar | day | 3.54 | 558
0113 | Chowkidar | day | 0.27 | 558
0101 | Bhisti | day | 0.11 | 617
0003 | Hire charges of Diesel Road Roller - 8 to 10 tonne | day | 0.11 | 3000
0023 | Hot Bitumen mixer 0.5 cum i/c hand cart | day | 0.04 | 3500
9999 | Sundries | L.S. | 9.49 | 2
Calculated W - SUM of the Amount column above
W as printed in the DAR |  |  |  |  | 12275.04
Difference (calculated - printed)
SAY (Rs.) - final DAR rate as printed (fixed value, not computed) |  |  |  |  | 164.25
16.35 | 2.5 cm premix carpet surfacing with 3 cum of stone chippings 10 mm nominal size per 100 sqm and bitumen emulsion (medium setting min. 65% bitumen contents) complying with IS : 8887, using 96 kg per cum of chippings of road surface, including consolidation with road roller etc complete .
Details of cost for 100 sqm ¦ Source: CivilDAR_2019_Vol_2.pdf, page 276
Code | Description | Unit | Quantity | Rate (Rs.) | Amount (Rs.) | Note
7742 | Bitumen emulsion medium setting (M.S.) confirming to IS : 8887-1995 | tonne | 0.288 | 27909
2211 | Carriage of Tar bitumen | tonne | 0.288 | 103.77
2911 | Stone chippings/ screenings 10/ 11.2 mm nominal size | cum | 3 | 1150
2202 | Carriage of Stone aggregate below 40 mm nominal size | cum | 3 | 103.77
0130 | Mistry | day | 0.19 | 738
0114 | Beldar | day | 4.1 | 558
0113 | Chowkidar | day | 0.27 | 558
0101 | Bhisti | day | 0.11 | 617
0003 | Hire charges of Diesel Road Roller - 8 to 10 tonne | day | 0.11 | 3000
9999 | Sundries | L.S. | 9.49 | 2
Calculated W - SUM of the Amount column above
W as printed in the DAR |  |  |  |  | 14824.52
Difference (calculated - printed)
SAY (Rs.) - final DAR rate as printed (fixed value, not computed) |  |  |  |  | 198.35
16.36 | Providing and laying Bitumen Penetration Macadam with hard stone aggregate of quality, size and grading as specified, with bitumen of suitable penetration grade, including required key aggregate as specified, spreading coarse aggregate with the help of self propelled/ tipper tail mounted aggregate spreader and applying bitumen by a pressure distributor and then spreading key aggregate with the help of aggregate spreader complete, including consolidation with road roller of minimum 8 to 10 tonne capacity to achieve specified values of compaction and surface accuracy :
16.36.1 | For 50mm compacted thickness using coarse aggregate of size 50-20 mm graded @ 0.60 cum per 10 sqm key aggregate of size 12.5 mm graded @ 0.15 cum per 10 sqm. With paving asphalt grade VG - 10 @ 50 kg/ 10 sqm.
Details of cost for 370 sqm ¦ Source: CivilDAR_2019_Vol_2.pdf, page 277
Code | Description | Unit | Quantity | Rate (Rs.) | Amount (Rs.) | Note
0293 | Stone Aggregate (Single size) : 40 mm nominal size | cum | 9.99 | 1300
0295 | Stone Aggregate (Single size) : 20 mm nominal size | cum | 9.77 | 1350
0297 | Stone Aggregate (Single size) : 10 mm nominal size | cum | 1.78 | 1350
1159 | Stone dust | cum | 0.6 | 1100
0295 | Stone Aggregate (Single size) : 20 mm nominal size | cum | 2.33 | 1350
0296 | Stone Aggregate (Single size) : 12.5 mm nominal size | cum | 2.66 | 1350
1159 | Stone dust | cum | 0.56 | 1100
2206 | Carriage of Stone aggregate 40 mm nominal size and above | cum | 9.99 | 112.79
2202 | Carriage of Stone aggregate below 40 mm nominal size i.e. 20 mm | cum | 12.1 | 103.77
2202 | Carriage of Stone aggregate below 40 mm nominal size | cum | 4.44 | 103.77
2267 | Carriage of Stone dust | cum | 1.16 | 103.77
2916 | Paving Asphalt VG -10 of approved quality | tonne | 1.85 | 24000
2211 | Carriage of Tar bitumen | tonne | 1.85 | 103.77
0114 | Beldar | day | 16.67 | 558
0114 | Beldar | day | 5.33 | 558
0114 | Beldar | day | 2.67 | 558
0114 | Beldar | day | 1.33 | 558
0138 | Sprayer (for bitumen, tar etc.) | day | 0.67 | 617
0114 | Beldar | day | 1.33 | 558
0114 | Beldar | day | 6.67 | 558
0114 | Beldar | day | 0.67 | 558
0128 | Mate | day | 1.77 | 617
0001 | Hire charges of Coaltar Boiler 900 to 1400 litres | day | 0.45 | 800
0003 | Hire charges of Diesel Road Roller - 8 to 10 tonne | day | 0.61 | 3000
9999 | Misc. items as spray nozzle, joint paper, coconut oil, country soap etc. | L.S. | 351 | 2
Calculated W - SUM of the Amount column above
W as printed in the DAR |  |  |  |  | 107890.82
Difference (calculated - printed)
SAY (Rs.) - final DAR rate as printed (fixed value, not computed) |  |  |  |  | 390.15
16.36 | Providing and laying Bitumen Penetration Macadam with hard stone aggregate of quality, size and grading as specified, with bitumen of suitable penetration grade, including required key aggregate as specified, spreading coarse aggregate with the help of self propelled/ tipper tail mounted aggregate spreader and applying bitumen by a pressure distributor and then spreading key aggregate with the help of aggregate spreader complete, including consolidation with road roller of minimum 8 to 10 tonne capacity to achieve specified values of compaction and surface accuracy :
16.36.2 | For 75 mm compacted thickness in two layers using stone aggregate of size 63- 41 mm graded @ 0.90 cum per 10 sqm key aggregate of size 20.0 mm graded @
Details of cost for 300 sqm ¦ Source: CivilDAR_2019_Vol_2.pdf, page 279
Code | Description | Unit | Quantity | Rate (Rs.) | Amount (Rs.) | Note
2206 | Carriage of Stone aggregate 40 mm nominal size and above | cum | 8.1 | 112.79
0292 | Stone Aggregate (Single size) : 50 mm nominal size | cum | 8.1 | 1000
0295 | Stone Aggregate (Single size) : 20 mm nominal size | cum | 14.58 | 1350
0297 | Stone Aggregate (Single size) : 10 mm nominal size | cum | 4.32 | 1350
0294 | Stone Aggregate (Single size) : 25 mm nominal size | cum | 2.05 | 1350
0296 | Stone Aggregate (Single size) : 12.5 mm nominal size | cum | 2.57 | 1350
0297 | Stone Aggregate (Single size) : 10 mm nominal size | cum | 0.81 | 1350
2916 | Paving Asphalt VG -10 of approved quality | tonne | 2.04 | 24000
2202 | Carriage of Stone aggregate below 40 mm nominal size | cum | 24.33 | 103.77
2211 | Carriage of Tar bitumen | tonne | 2.04 | 103.77
0114 | Beldar | day | 25 | 558
0114 | Beldar | day | 8 | 558
0114 | Beldar | day | 4 | 558
0114 | Beldar | day | 2 | 558
0138 | Sprayer (for bitumen, tar etc.) | day | 1 | 617
0114 | Beldar | day | 2 | 558
0114 | Beldar | day | 10 | 558
0114 | Beldar | day | 1 | 558
0128 | Mate | day | 2.65 | 617
0001 | Hire charges of Coaltar Boiler 900 to 1400 litres | day | 0.5 | 800
0003 | Hire charges of Diesel Road Roller - 8 to 10 tonne | day | 0.75 | 3000
9999 | Misc. items as spray nozzle, joint paper, coconut oil, country soap etc. | L.S. | 429 | 2
Calculated W - SUM of the Amount column above
W as printed in the DAR |  |  |  |  | 128331.56
Difference (calculated - printed)
SAY (Rs.) - final DAR rate as printed (fixed value, not computed) |  |  |  |  | 572.35
16.37 | Providing and laying bitumen mastic wearing course (as per specifications) with industrial bitumen of grade 85/25 conforming to IS : 702, prepared by using mastic cooker and laid to required level and slope, including providing antiskid surface with bitumen precoated fine grained hard stone chipping of approved size at the rate of 0.005 cum per 10 sqm and at approximate spacing of 10 cm centre to centre in both directions, pressed into surface protruding 1 mm to 4 mm over mastic surface, including cleaning the surface, removal of debris etc. all complete. (Considering bitumen using 10.2% as per MORTH specification).
16.37.1 | 25 mm thick
Details of cost for 17.4 sqm ¦ Source: CivilDAR_2019_Vol_2.pdf, page 280
Code | Description | Unit | Quantity | Rate (Rs.) | Amount (Rs.) | Note
0313 | Blown type petroleum bitumen of penetration 85/25 of approved quality | tonne | 0.102 | 34000
2211 | Carriage of Tar bitumen | tonne | 0.102 | 103.77
0295 | Stone Aggregate (Single size) : 20 mm nominal size | cum | 0.02 | 1350
0296 | Stone Aggregate (Single size) : 12.5 mm nominal size | cum | 0.202 | 1350
1159 | Stone dust | cum | 0.083 | 1100
0784 | Marble dust/ powder | cum | 0.174 | 1130
0297 | Stone Aggregate (Single size) : 10 mm nominal size | cum | 0.009 | 1350
0313 | Blown type petroleum bitumen of penetration 85/25 of approved quality | tonne | 0.0003 | 34000
2211 | Carriage of Tar bitumen | tonne | 0.0003 | 103.77
2202 | Carriage of Stone aggregate below 40 mm nominal size | cum | 0.231 | 103.77
2267 | Carriage of Stone dust | cum | 0.083 | 103.77
2208 | Carriage of Lime | cum | 0.174 | 103.77
0139 | Skilled Beldar (for floor rubbing etc.) | day | 1.5 | 617
0130 | Mistry | day | 0.5 | 738
0138 | Sprayer (for bitumen, tar etc.) | day | 3.5 | 617
0139 | Skilled Beldar (for floor rubbing etc.) | day | 0.25 | 617
0128 | Mate | day | 0.5 | 617
0016 | Mastic Cooker | day | 0.5 | 750
9999 | sundries (Sealing of joints, placing angles, wastage materials) | L.S. | 153.27 | 2
Calculated W - SUM of the Amount column above
W as printed in the DAR |  |  |  |  | 8737.52
Difference (calculated - printed)
SAY (Rs.) - final DAR rate as printed (fixed value, not computed) |  |  |  |  | 671.85
16.37 | Providing and laying bitumen mastic wearing course (as per specifications) with industrial bitumen of grade 85/25 conforming to IS : 702, prepared by using mastic cooker and laid to required level and slope, including providing antiskid surface with bitumen precoated fine grained hard stone chipping of approved size at the rate of 0.005 cum per 10 sqm and at approximate spacing of 10 cm centre to centre in both directions, pressed into surface protruding 1 mm to 4 mm over mastic surface, including cleaning the surface, removal of debris etc. all complete. (Considering bitumen using 10.2% as per MORTH specification).
16.37.2 | 40 mm thick
Details of cost for 10.875 sqm ¦ Source: CivilDAR_2019_Vol_2.pdf, page 281
Code | Description | Unit | Quantity | Rate (Rs.) | Amount (Rs.) | Note
0313 | Blown type petroleum bitumen of penetration 85/25 of approved quality | tonne | 0.102 | 34000
2211 | Carriage of Tar bitumen | tonne | 0.102 | 103.77
0295 | Stone Aggregate (Single size) : 20 mm nominal size | cum | 0.02 | 1350
0296 | Stone Aggregate (Single size) : 12.5 mm nominal size | cum | 0.202 | 1350
1159 | Stone dust | cum | 0.083 | 1100
0784 | Marble dust/ powder | cum | 0.174 | 1130
0297 | Stone Aggregate (Single size) : 10 mm nominal size | cum | 0.009 | 1350
0313 | Blown type petroleum bitumen of penetration 85/25 of approved quality | tonne | 0.0003 | 34000
2211 | Carriage of Tar bitumen | tonne | 0.0003 | 103.77
2202 | Carriage of Stone aggregate below 40 mm nominal size | cum | 0.231 | 103.77
2267 | Carriage of Stone dust | cum | 0.083 | 103.77
2208 | Carriage of Lime | cum | 0.174 | 103.77
0139 | Skilled Beldar (for floor rubbing etc.) | day | 1.5 | 617
0130 | Mistry | day | 0.5 | 738
0138 | Sprayer (for bitumen, tar etc.) | day | 3.5 | 617
0139 | Skilled Beldar (for floor rubbing etc.) | day | 0.25 | 617
0128 | Mate | day | 0.5 | 617
0016 | Mastic Cooker | day | 0.5 | 750
9999 | sundries (Sealing of joints, placing angles, wastage materials) | L.S. | 153.27 | 2
Calculated W - SUM of the Amount column above
W as printed in the DAR |  |  |  |  | 8737.52
Difference (calculated - printed)
SAY (Rs.) - final DAR rate as printed (fixed value, not computed) |  |  |  |  | 1074.95
16.38 | 2.5 cm thick bitumastic sheet with hot bitumen of approved quality, using stone chippings (60% with 12.5 mm nominal size and 40% with 10 mm nominal size) @
16.38.1 | With paving Asphalt grade VG - 10 heated and then mixed with solvent at the rate of 70 grams per kg of asphalt
Details of cost for 100 sqm ¦ Source: CivilDAR_2019_Vol_2.pdf, page 283
Code | Description | Unit | Quantity | Rate (Rs.) | Amount (Rs.) | Note
2916 | Paving Asphalt VG -10 of approved quality | tonne | 0.303 | 24000
2914 | Solvent | kilogram | 21.21 | 25
2211 | Carriage of Tar bitumen | tonne | 0.303 | 103.77
2342 | Carriage of solvent/ Diesel. | quintal | 0.212 | 10.38
2910 | Stone chippings/ screenings 12.5/ 13.2 mm nominal size | cum | 0.99 | 1150
2911 | Stone chippings/ screenings 10/ 11.2 mm nominal size | cum | 0.66 | 1150
2202 | Carriage of Stone aggregate below 40 mm nominal size | cum | 1.65 | 103.77
0370 | Coal (steam) | quintal | 0.606 | 440
2200 | Carriage of steam coal | tonne | 0.0606 | 120
0982 | Coarse sand (zone III) | cum | 1.65 | 1350
2203 | Carriage of Coarse sand | cum | 1.65 | 103.77
0128 | Mate | day | 0.16 | 617
0114 | Beldar | day | 1.4 | 558
0115 | Coolie | day | 1.4 | 558
0114 | Beldar | day | 1.19 | 558
0130 | Mistry | day | 0.24 | 738
0114 | Beldar | day | 6.12 | 558
0113 | Chowkidar | day | 0.34 | 558
0101 | Bhisti | day | 0.13 | 617
0003 | Hire charges of Diesel Road Roller - 8 to 10 tonne | day | 0.13 | 3000
0001 | Hire charges of Coaltar Boiler 900 to 1400 litres | day | 0.21 | 800
0023 | Hot Bitumen mixer 0.5 cum i/c hand cart | day | 0.05 | 3500
0364 | Wire brush | each | 0.13 | 20
0365 | Soft brush | each | 0.4 | 20
9999 | Brooms and gunny bags | L.S. | 7.15 | 2
9999 | Sundries | L.S. | 8.97 | 2
Calculated W - SUM of the Amount column above
W as printed in the DAR |  |  |  |  | 19540.24
Difference (calculated - printed)
SAY (Rs.) - final DAR rate as printed (fixed value, not computed) |  |  |  |  | 261.45
16.38 | 2.5 cm thick bitumastic sheet with hot bitumen of approved quality, using stone chippings (60% with 12.5 mm nominal size and 40% with 10 mm nominal size) @
16.38.2 | With paving Asphalt grade VG - 30
Details of cost for 100 sqm ¦ Source: CivilDAR_2019_Vol_2.pdf, page 284
Code | Description | Unit | Quantity | Rate (Rs.) | Amount (Rs.) | Note
7309 | Paving Asphalt VG-30 of approved quality | tonne | 0.303 | 39570
2211 | Carriage of Tar bitumen | tonne | 0.303 | 103.77
2910 | Stone chippings/ screenings 12.5/ 13.2 mm nominal size | cum | 0.99 | 1150
2911 | Stone chippings/ screenings 10/ 11.2 mm nominal size | cum | 0.66 | 1150
2202 | Carriage of Stone aggregate below 40 mm nominal size | cum | 1.65 | 103.77
0370 | Coal (steam) | quintal | 0.606 | 440
2200 | Carriage of steam coal | tonne | 0.0606 | 120
0982 | Coarse sand (zone III) | cum | 1.65 | 1350
2203 | Carriage of Coarse sand | cum | 1.65 | 103.77
0128 | Mate | day | 0.16 | 617
0114 | Beldar | day | 1.4 | 558
0115 | Coolie | day | 1.4 | 558
0114 | Beldar | day | 1.19 | 558
0130 | Mistry | day | 0.24 | 738
0114 | Beldar | day | 6.12 | 558
0113 | Chowkidar | day | 0.34 | 558
0101 | Bhisti | day | 0.13 | 617
0003 | Hire charges of Diesel Road Roller - 8 to 10 tonne | day | 0.13 | 3000
0001 | Hire charges of Coaltar Boiler 900 to 1400 litres | day | 0.21 | 800
0023 | Hot Bitumen mixer 0.5 cum i/c hand cart | day | 0.05 | 3500
0364 | Wire brush | each | 0.13 | 20
0365 | Soft brush | each | 0.4 | 20
9999 | Brooms and gunny bags | L.S. | 7.15 | 2
9999 | Sundries | L.S. | 8.97 | 2
Calculated W - SUM of the Amount column above
W as printed in the DAR |  |  |  |  | 23725.5
Difference (calculated - printed)
SAY (Rs.) - final DAR rate as printed (fixed value, not computed) |  |  |  |  | 317.45
16.38 | 2.5 cm thick bitumastic sheet with hot bitumen of approved quality, using stone chippings (60% with 12.5 mm nominal size and 40% with 10 mm nominal size) @
16.38.3 | With Refinery Modified Bitumen CRMB 55 conforming to IRC: SP : 53
Details of cost for 100 sqm ¦ Source: CivilDAR_2019_Vol_2.pdf, page 286
Code | Description | Unit | Quantity | Rate (Rs.) | Amount (Rs.) | Note
7739 | Modified Bitumen Refinary produced CRMB - | 55 tonne | 0.303 | 29995
2914 | Solvent | kilogram | 21.21 | 25
2211 | Carriage of Tar bitumen | tonne | 0.303 | 103.77
2342 | Carriage of solvent/ Diesel. | quintal | 0.212 | 10.38
2910 | Stone chippings/ screenings 12.5/ 13.2 mm nominal size | cum | 0.99 | 1150
2911 | Stone chippings/ screenings 10/ 11.2 mm nominal size | cum | 0.66 | 1150
2202 | Carriage of Stone aggregate below 40 mm nominal size | cum | 1.65 | 103.77
0370 | Coal (steam) | quintal | 0.606 | 440
2200 | Carriage of steam coal | tonne | 0.0606 | 120
0982 | Coarse sand (zone III) | cum | 1.65 | 1350
2203 | Carriage of Coarse sand | cum | 1.65 | 103.77
0128 | Mate | day | 0.16 | 617
0114 | Beldar | day | 1.4 | 558
0115 | Coolie | day | 1.4 | 558
0114 | Beldar | day | 1.19 | 558
0130 | Mistry | day | 0.24 | 738
0114 | Beldar | day | 6.12 | 558
0113 | Chowkidar | day | 0.34 | 558
0101 | Bhisti | day | 0.13 | 617
0003 | Hire charges of Diesel Road Roller - 8 to 10 tonne | day | 0.13 | 3000
0001 | Hire charges of Coaltar Boiler 900 to 1400 litres | day | 0.21 | 800
0023 | Hot Bitumen mixer 0.5 cum i/c hand cart | day | 0.05 | 3500
0364 | Wire brush | each | 0.13 | 20
0365 | Soft brush | each | 0.4 | 20
9999 | Brooms and gunny bags | L.S. | 7.15 | 2
9999 | Sundries | L.S. | 8.97 | 2
Calculated W - SUM of the Amount column above
W as printed in the DAR |  |  |  |  | 21356.72
Difference (calculated - printed)
SAY (Rs.) - final DAR rate as printed (fixed value, not computed) |  |  |  |  | 285.75
16.39 | 4 cm thick bitumastic sheet with hot bitumen of approved quality, using stone chippings (60% with 12.5 mm nominal size and 40% with 10 mm nominal size) @
16.39.1 | With paving Asphalt grade VG - 10 heated and then mixed with solvent at the rate of 70 grams per kg of asphalt
Details of cost for 100 sqm ¦ Source: CivilDAR_2019_Vol_2.pdf, page 287
Code | Description | Unit | Quantity | Rate (Rs.) | Amount (Rs.) | Note
2916 | Paving Asphalt VG -10 of approved quality | tonne | 0.479 | 24000
2914 | Solvent | kilogram | 33.53 | 25
2342 | Carriage of solvent/ Diesel. | quintal | 0.335 | 10.38
2211 | Carriage of Tar bitumen | tonne | 0.479 | 103.77
2910 | Stone chippings/ screenings 12.5/ 13.2 mm nominal size | cum | 1.56 | 1150
2911 | Stone chippings/ screenings 10/ 11.2 mm nominal size | cum | 1.04 | 1150
2202 | Carriage of Stone aggregate below 40 mm nominal size | cum | 2.6 | 103.77
0982 | Coarse sand (zone III) | cum | 2.6 | 1350
2203 | Carriage of Coarse sand | cum | 2.6 | 103.77
0370 | Coal (steam) | quintal | 0.958 | 440
2200 | Carriage of steam coal | tonne | 0.0958 | 120
0128 | Mate | day | 0.16 | 617
0114 | Beldar | day | 1.4 | 558
0115 | Coolie | day | 1.4 | 558
0114 | Beldar | day | 1.88 | 558
0130 | Mistry | day | 0.31 | 738
0114 | Beldar | day | 9.46 | 558
0113 | Chowkidar | day | 0.45 | 558
0101 | Bhisti | day | 0.18 | 617
0003 | Hire charges of Diesel Road Roller - 8 to 10 tonne | day | 0.18 | 3000
0001 | Hire charges of Coaltar Boiler 900 to 1400 litres | day | 0.3 | 800
0023 | Hot Bitumen mixer 0.5 cum i/c hand cart | day | 0.03 | 3500
0364 | Wire brush | each | 0.09 | 20
0365 | Soft brush | each | 0.27 | 20
9999 | Brooms and gunny bags | L.S. | 5.33 | 2
9999 | Sundries | L.S. | 16.12 | 2
Calculated W - SUM of the Amount column above
W as printed in the DAR |  |  |  |  | 29374.93
Difference (calculated - printed)
SAY (Rs.) - final DAR rate as printed (fixed value, not computed) |  |  |  |  | 393
16.39 | 4 cm thick bitumastic sheet with hot bitumen of approved quality, using stone chippings (60% with 12.5 mm nominal size and 40% with 10 mm nominal size) @
16.39.2 | With paving asphalt grade VG - 30 with no solvent
Details of cost for 100 sqm ¦ Source: CivilDAR_2019_Vol_2.pdf, page 288
Code | Description | Unit | Quantity | Rate (Rs.) | Amount (Rs.) | Note
7309 | Paving Asphalt VG-30 of approved quality | tonne | 0.479 | 39570
2211 | Carriage of Tar bitumen | tonne | 0.479 | 103.77
2910 | Stone chippings/ screenings 12.5/ 13.2 mm nominal size | cum | 1.56 | 1150
2911 | Stone chippings/ screenings 10/ 11.2 mm nominal size | cum | 1.04 | 1150
2202 | Carriage of Stone aggregate below 40 mm nominal size | cum | 2.6 | 103.77
0982 | Coarse sand (zone III) | cum | 2.6 | 1350
2203 | Carriage of Coarse sand | cum | 2.6 | 103.77
0370 | Coal (steam) | quintal | 0.958 | 440
2200 | Carriage of steam coal | tonne | 0.0958 | 120
0128 | Mate | day | 0.16 | 617
0114 | Beldar | day | 1.4 | 558
0115 | Coolie | day | 1.4 | 558
0114 | Beldar | day | 1.88 | 558
0130 | Mistry | day | 0.31 | 738
0114 | Beldar | day | 9.46 | 558
0113 | Chowkidar | day | 0.45 | 558
0101 | Bhisti | day | 0.18 | 617
0003 | Hire charges of Diesel Road Roller - 8 to 10 tonne | day | 0.18 | 3000
0001 | Hire charges of Coaltar Boiler 900 to 1400 litres | day | 0.3 | 800
0023 | Hot Bitumen mixer 0.5 cum i/c hand cart | day | 0.03 | 3500
0364 | Wire brush | each | 0.09 | 20
0365 | Soft brush | each | 0.27 | 20
9999 | Brooms and gunny bags | L.S. | 5.33 | 2
9999 | Sundries | L.S. | 16.12 | 2
Calculated W - SUM of the Amount column above
W as printed in the DAR |  |  |  |  | 35991.24
Difference (calculated - printed)
SAY (Rs.) - final DAR rate as printed (fixed value, not computed) |  |  |  |  | 481.55
16.39 | 4 cm thick bitumastic sheet with hot bitumen of approved quality, using stone chippings (60% with 12.5 mm nominal size and 40% with 10 mm nominal size) @
16.39.3 | With Refinery Modified Bitumen CRMB 55 conforming to IRC: SP : 53
Details of cost for 100 sqm ¦ Source: CivilDAR_2019_Vol_2.pdf, page 290
Code | Description | Unit | Quantity | Rate (Rs.) | Amount (Rs.) | Note
7739 | Modified Bitumen Refinary produced CRMB - | 55 tonne | 0.479 | 29995
2914 | Solvent | kilogram | 33.53 | 25
2342 | Carriage of solvent/ Diesel. | quintal | 0.335 | 10.38
2211 | Carriage of Tar bitumen | tonne | 0.479 | 103.77
2910 | Stone chippings/ screenings 12.5/ 13.2 mm nominal size | cum | 1.56 | 1150
2911 | Stone chippings/ screenings 10/ 11.2 mm nominal size | cum | 1.04 | 1150
2202 | Carriage of Stone aggregate below 40 mm nominal size | cum | 2.6 | 103.77
0982 | Coarse sand (zone III) | cum | 2.6 | 1350
2203 | Carriage of Coarse sand | cum | 2.6 | 103.77
0370 | Coal (steam) | quintal | 0.958 | 440
2200 | Carriage of steam coal | tonne | 0.0958 | 120
0128 | Mate | day | 0.16 | 617
0114 | Beldar | day | 1.4 | 558
0115 | Coolie | day | 1.4 | 558
0114 | Beldar | day | 1.88 | 558
0130 | Mistry | day | 0.31 | 738
0114 | Beldar | day | 9.46 | 558
0113 | Chowkidar | day | 0.45 | 558
0101 | Bhisti | day | 0.18 | 617
0003 | Hire charges of Diesel Road Roller - 8 to 10 tonne | day | 0.18 | 3000
0001 | Hire charges of Coaltar Boiler 900 to 1400 litres | day | 0.3 | 800
0023 | Hot Bitumen mixer 0.5 cum i/c hand cart | day | 0.03 | 3500
0364 | Wire brush | each | 0.09 | 20
0365 | Soft brush | each | 0.27 | 20
9999 | Brooms and gunny bags | L.S. | 5.33 | 2
9999 | Sundries | L.S. | 16.12 | 2
Calculated W - SUM of the Amount column above
W as printed in the DAR |  |  |  |  | 32246.54
Difference (calculated - printed)
SAY (Rs.) - final DAR rate as printed (fixed value, not computed) |  |  |  |  | 431.45
16.40 | Providing and laying seal coat of premixed fine aggregate ( passing 2.36 mm and retained on 180 micron sieve) with bitumen using 128 kg of bitumen of grade VG - 10 bitumen per cum of fine aggregate and 0.60 cum of fine aggregate per 100 sqm of road surface, including rolling and finishing with road roller all complete.
Details of cost for 100 sqm ¦ Source: CivilDAR_2019_Vol_2.pdf, page 291
Code | Description | Unit | Quantity | Rate (Rs.) | Amount (Rs.) | Note
2916 | Paving Asphalt VG -10 of approved quality | tonne | 0.0768 | 24000
2211 | Carriage of Tar bitumen | tonne | 0.0768 | 103.77
0982 | Coarse sand (zone III) | cum | 0.6 | 1350
2203 | Carriage of Coarse sand | cum | 0.6 | 103.77
0370 | Coal (steam) | quintal | 1.536 | 440
2200 | Carriage of steam coal | tonne | 0.1536 | 120
0128 | Mate | day | 0.06 | 617
0114 | Beldar | day | 0.49 | 558
0115 | Coolie | day | 0.97 | 558
0114 | Beldar | day | 0.3 | 558
0114 | Beldar | day | 1.11 | 558
0130 | Mistry | day | 0.05 | 738
0113 | Chowkidar | day | 0.15 | 558
0101 | Bhisti | day | 0.06 | 617
0003 | Hire charges of Diesel Road Roller - 8 to 10 tonne | day | 0.06 | 3000
0001 | Hire charges of Coaltar Boiler 900 to 1400 litres | day | 0.05 | 800
0023 | Hot Bitumen mixer 0.5 cum i/c hand cart | day | 0.01 | 3500
0364 | Wire brush | each | 0.05 | 20
0365 | Soft brush | each | 0.12 | 20
9999 | Sundries | L.S. | 18.2 | 2
Calculated W - SUM of the Amount column above
W as printed in the DAR |  |  |  |  | 5508.6
Difference (calculated - printed)
SAY (Rs.) - final DAR rate as printed (fixed value, not computed) |  |  |  |  | 73.7
16.41 | Providing and laying seal coat over prepared surface of road with bitumen heated in bitumen boiler fitted with the spray set spraying using 98 kg of bitumen of grade VG - 10 and blinding surface with 0.90 cum of stone aggregate of 6.7 mm size (Passing 11.2 mm sieve and retained on 2.36 mm sieve) per 100 sqm of road surface, including rolling and finishing with power road roller all complete.
Details of cost for 100 sqm ¦ Source: CivilDAR_2019_Vol_2.pdf, page 292
Code | Description | Unit | Quantity | Rate (Rs.) | Amount (Rs.) | Note
2916 | Paving Asphalt VG -10 of approved quality | tonne | 0.098 | 24000
2211 | Carriage of Tar bitumen | tonne | 0.098 | 103.77
0298 | Stone Aggregate (Single size) : 06 mm nominal size | cum | 0.9 | 1400
2202 | Carriage of Stone aggregate below 40 mm nominal size | cum | 0.9 | 103.77
0370 | Coal (steam) | quintal | 1.96 | 440
2200 | Carriage of steam coal | tonne | 0.196 | 120
0130 | Mistry | day | 0.04 | 738
0138 | Sprayer (for bitumen, tar etc.) | day | 0.06 | 617
0114 | Beldar | day | 0.69 | 558
0128 | Mate | day | 0.11 | 617
0114 | Beldar | day | 1.4 | 558
0115 | Coolie | day | 1.4 | 558
0128 | Mate | day | 0.05 | 617
0114 | Beldar | day | 0.51 | 558
0113 | Chowkidar | day | 0.15 | 558
0101 | Bhisti | day | 0.06 | 617
0003 | Hire charges of Diesel Road Roller - 8 to 10 tonne | day | 0.06 | 3000
0007 | Hire charges of Coaltar Sprayer | day | 0.06 | 300
0001 | Hire charges of Coaltar Boiler 900 to 1400 litres | day | 0.06 | 800
0364 | Wire brush | each | 0.05 | 20
0365 | Soft brush | each | 0.12 | 20
9999 | Sundries | L.S. | 18.2 | 2
9999 | Brooms and gunny bags | L.S. | 2.73 | 2
Calculated W - SUM of the Amount column above
W as printed in the DAR |  |  |  |  | 7410.72
Difference (calculated - printed)
SAY (Rs.) - final DAR rate as printed (fixed value, not computed) |  |  |  |  | 99.15
16.42 | Cement concrete 1:2:4 (1 cement : 2 coarse sand : 4 graded stone aggregate 40 mm nominal size) in pavements, laid to required slope and camber in panels as required including consolidation finishing and tamping complete.
Details of cost for 1 cum ¦ Source: CivilDAR_2019_Vol_2.pdf, page 293
Code | Description | Unit | Quantity | Rate (Rs.) | Amount (Rs.) | Note
0293 | Stone Aggregate (Single size) : 40 mm nominal size | cum | 0.52 | 1300
0295 | Stone Aggregate (Single size) : 20 mm nominal size | cum | 0.22 | 1350
0297 | Stone Aggregate (Single size) : 10 mm nominal size | cum | 0.11 | 1350
2206 | Carriage of Stone aggregate 40 mm nominal size and above | cum | 0.52 | 112.79
2202 | Carriage of Stone aggregate below 40 mm nominal size | cum | 0.33 | 103.77
0982 | Coarse sand (zone III) | cum | 0.445 | 1350
2203 | Carriage of Coarse sand | cum | 0.445 | 103.77
0367 | Portland Cement (OPC-43 grade) | tonne | 0.32 | 4940
2209 | Carriage of Cement | tonne | 0.32 | 92.24
0155 | Mason (average) | day | 0.1 | 709
0114 | Beldar | day | 1.63 | 558
0101 | Bhisti | day | 0.7 | 617
0002 | Hire charges of Concrete Mixer 0.25 to 0.40 cum with hooper | day | 0.077 | 800
0012 | Vibrator (Needle type 40 mm) | day | 0.07 | 370
9999 | Sundries | L.S. | 26 | 2
5.9.1 | Rate as per item 5.9.1 - Centering and shuttering including strutting, propping etc. and removal of form for - Foundations, footings... | sqm | 0.407 | 284.85
9999 | Sundries | L.S. | 1.43 | 2
Calculated W - SUM of the Amount column above
W as printed in the DAR |  |  |  |  | 5142.27
Difference (calculated - printed)
SAY (Rs.) - final DAR rate as printed (fixed value, not computed) |  |  |  |  | 6840.85
16.43 | Providing and laying design mix cement concrete of M-30 grade, in roads/ taxi tracks/ runways, using cement content as per design mix, using coarse sand and graded stone aggregate of 40 mm nominal size in appropriate proportions as per approved & specified design criteria, providing dowel bars with sleeve/ tie bars wherever required, laying at site, spreading and compacting mechanically by using needle and surface vibrators, levelling to required slope/ camber, finishing with required texture, including steel form work with sturdy M.S. channel sections, curing, making provision for contraction/ expansion, construction & longitudinal joints (10 mm wide x 50 mm deep) by groove cutting machine, providing and filling joints with approved joint filler and sealants, complete all as per direction of Engineer-in-charge (Item of joint fillers, sealants, dowel bars with sleeve/ tie bars to be
paid separately).
16.43.1 | Cement concrete prepared with batch mixing machine
Details of cost for 1 cum ¦ Source: CivilDAR_2019_Vol_2.pdf, page 294
Code | Description | Unit | Quantity | Rate (Rs.) | Amount (Rs.) | Note
0367 | Portland Cement (OPC-43 grade) | tonne | 0.34 | 4940
2209 | Carriage of Cement | tonne | 0.34 | 92.24
0293 | Stone Aggregate (Single size) : 40 mm nominal size | cum | 0.52 | 1300
0295 | Stone Aggregate (Single size) : 20 mm nominal size | cum | 0.22 | 1350
0297 | Stone Aggregate (Single size) : 10 mm nominal size | cum | 0.11 | 1350
0982 | Coarse sand (zone III) | cum | 0.445 | 1350
2206 | Carriage of Stone aggregate 40 mm nominal size and above | cum | 0.52 | 112.79
2202 | Carriage of Stone aggregate below 40 mm nominal size | cum | 0.33 | 103.77
2203 | Carriage of Coarse sand | cum | 0.445 | 103.77
0114 | Beldar | day | 2 | 558
0101 | Bhisti | day | 0.27 | 617
0123 | Mason (brick layer) 1st class | day | 0.05 | 738
0124 | Mason (brick layer) 2nd class | day | 0.05 | 679
0128 | Mate | day | 0.04 | 617
0155 | Mason (average) | day | 0.07 | 709
0114 | Beldar | day | 0.07 | 558
0004 | Production cost of concrete by batch mix plant. | cum | 1 | 350
0009 | Pumping charges of concrete including Hire charges of pump, piping work & accessories etc. | cum | 1 | 210
0021 | Pin vibrator | day | 0.025 | 325
0022 | Surface Vibrator | day | 0.05 | 400
16.43B | Rate as per item 16.43B - Annexure ‘B’ to Item number 16.43 ANALYSIS OF ANNEXTURE 'B' | cum | 1 | 814.45
9999 | Cutting and making joints | L.S. | 50 | 2
Calculated W - SUM of the Amount column above
W as printed in the DAR |  |  |  |  | 6541.67
Difference (calculated - printed)
SAY (Rs.) - final DAR rate as printed (fixed value, not computed) |  |  |  |  | 8752.35
16.43 | Providing and laying design mix cement concrete of M-30 grade, in roads/ taxi tracks/ runways, using cement content as per design mix, using coarse sand and graded stone aggregate of 40 mm nominal size in appropriate proportions as per approved & specified design criteria, providing dowel bars with sleeve/ tie bars wherever required, laying at site, spreading and compacting mechanically by using needle and surface vibrators, levelling to required slope/ camber, finishing with required texture, including steel form work with sturdy M.S. channel sections, curing, making provision for contraction/ expansion, construction & longitudinal joints (10 mm wide x 50 mm deep) by groove cutting machine, providing and filling joints with approved joint filler and sealants, complete all as per direction of Engineer-in-charge (Item of joint fillers, sealants, dowel bars with sleeve/ tie bars to be
paid separately).
16.43.2 | Cement concrete manufactured in automatic batching plant (RMC plant) i/c transportation to site in transit mixer
Details of cost for 1 cum ¦ Source: CivilDAR_2019_Vol_2.pdf, page 296
Code | Description | Unit | Quantity | Rate (Rs.) | Amount (Rs.) | Note
0367 | Portland Cement (OPC-43 grade) | tonne | 0.34 | 4940
2209 | Carriage of Cement | tonne | 0.34 | 92.24
0293 | Stone Aggregate (Single size) : 40 mm nominal size | cum | 0.52 | 1300
0295 | Stone Aggregate (Single size) : 20 mm nominal size | cum | 0.22 | 1350
0297 | Stone Aggregate (Single size) : 10 mm nominal size | cum | 0.11 | 1350
0982 | Coarse sand (zone III) | cum | 0.445 | 1350
2206 | Carriage of Stone aggregate 40 mm nominal size and above | cum | 0.52 | 112.79
2202 | Carriage of Stone aggregate below 40 mm nominal size | cum | 0.33 | 103.77
2203 | Carriage of Coarse sand | cum | 0.445 | 103.77
0114 | Beldar | day | 2 | 558
0101 | Bhisti | day | 0.27 | 617
0123 | Mason (brick layer) 1st class | day | 0.05 | 738
0124 | Mason (brick layer) 2nd class | day | 0.05 | 679
0128 | Mate | day | 0.04 | 617
0155 | Mason (average) | day | 0.07 | 709
0114 | Beldar | day | 0.07 | 558
0004 | Production cost of concrete by batch mix plant. | cum | 1 | 350
0029 | Carriage of concrete by transit mixer. km/ | cum | 10 | 30
0009 | Pumping charges of concrete including Hire charges of pump, piping work & accessories etc. | cum | 1 | 210
0021 | Pin vibrator | day | 0.025 | 325
0022 | Surface Vibrator | day | 0.05 | 400
16.43B | Rate as per item 16.43B - Annexure ‘B’ to Item number 16.43 ANALYSIS OF ANNEXTURE 'B' | cum | 1 | 814.45
9999 | Cutting and making joints | L.S. | 50 | 2
Calculated W - SUM of the Amount column above
W as printed in the DAR |  |  |  |  | 6841.67
Difference (calculated - printed)
SAY (Rs.) - final DAR rate as printed (fixed value, not computed) |  |  |  |  | 9153.75
16.43A | Annexure ‘A’ to Item number 16.43
Details of cost for 8.5 cum ¦ Source: CivilDAR_2019_Vol_2.pdf, page 297
Code | Description | Unit | Quantity | Rate (Rs.) | Amount (Rs.) | Note
0316 | Bitumen solution primer of approved quality | litre | 0.78 | 45
9977 | Carriage | L.S. | 0.91 | 2
0314 | Bitumen hot sealing compound : grade A | kilogram | 9.68 | 28
9977 | Carriage | L.S. | 0.91 | 2
0370 | Coal (steam) | quintal | 0.015 | 440
9977 | Carriage | L.S. | 0.91 | 2
0123 | Mason (brick layer) 1st class | day | 3 | 738
0131 | Painter | day | 0.1 | 679
0124 | Mason (brick layer) 2nd class | day | 0.25 | 679
0114 | Beldar | day | 0.68 | 558
Calculated W - SUM of the Amount column above
W as printed in the DAR |  |  |  |  | not printed | This item prints no W (rate table or sub-analysis).
SAY (Rs.) - final DAR rate as printed (fixed value, not computed) |  |  |  |  | 370.5
16.43B | Annexure ‘B’ to Item number 16.43 ANALYSIS OF ANNEXTURE 'B'
Details of cost for 50 slabs ¦ Source: CivilDAR_2019_Vol_2.pdf, page 297
Code | Description | Unit | Quantity | Rate (Rs.) | Amount (Rs.) | Note
1007 | Structurals such as tees,angles channels and R.S. joists | quintal | 0.04071 | 4600
2205 | Carriage of Steel | tonne | 0.004071 | 92.24
0103 | Blacksmith 2nd class | day | 2.86 | 679
0114 | Beldar | day | 2.86 | 558
0114 | Beldar | day | 5.73 | 558
Calculated W - SUM of the Amount column above
W as printed in the DAR |  |  |  |  | not printed | This item prints no W (rate table or sub-analysis).
SAY (Rs.) - final DAR rate as printed (fixed value, not computed) |  |  |  |  | 814.45
16.44 | Extra for providing and mixing hardening compound of approved quality as per manufacturer's specification in cement concrete.
Details of cost for 1 litre ¦ Source: CivilDAR_2019_Vol_2.pdf, page 298
Code | Description | Unit | Quantity | Rate (Rs.) | Amount (Rs.) | Note
7254 | Hardening compound | litre | 1 | 38
Calculated W - SUM of the Amount column above
W as printed in the DAR |  |  |  |  | 38
Difference (calculated - printed)
SAY (Rs.) - final DAR rate as printed (fixed value, not computed) |  |  |  |  | 50.85
16.45 | Providing and fixing in position pre-moulded joint filler in expansion joints.
Details of cost for 300 m ¦ Source: CivilDAR_2019_Vol_2.pdf, page 299
Code | Description | Unit | Quantity | Rate (Rs.) | Amount (Rs.) | Note
0317 | Premoulded joint filler 12 mm thick | sqm | 45 | 360
2211 | Carriage of Tar bitumen | tonne | 0.21 | 103.77
0124 | Mason (brick layer) 2nd class | day | 1 | 679
0114 | Beldar | day | 3 | 558
9999 | Sundries | L.S. | 26.91 | 2
Calculated W - SUM of the Amount column above
W as printed in the DAR |  |  |  |  | 18628.61
Difference (calculated - printed)
SAY (Rs.) - final DAR rate as printed (fixed value, not computed) |  |  |  |  | 3.1
16.46 | Providing and laying in position bitumen hot sealing compound for expansion joints etc.
16.46.1 | Using grade 'A' sealing compound.
Details of cost for 20 mm ¦ Source: CivilDAR_2019_Vol_2.pdf, page 299
Code | Description | Unit | Quantity | Rate (Rs.) | Amount (Rs.) | Note
0314 | Bitumen hot sealing compound : grade A | kilogram | 30.76 | 28
2211 | Carriage of Tar bitumen | tonne | 0.03 | 103.77
0124 | Mason (brick layer) 2nd class | day | 1 | 679
0114 | Beldar | day | 2.5 | 558
9999 | Sundries | L.S. | 20.67 | 2
Calculated W - SUM of the Amount column above
W as printed in the DAR |  |  |  |  | 2979.73
Difference (calculated - printed)
SAY (Rs.) - final DAR rate as printed (fixed value, not computed) |  |  |  |  | 3.3
16.47 | Painting runway/taxi track/apron marking with adequate nos of coats to give uniform finish with road marking paint of superior make as approved by the Engineer-in-charge, i/c cleaning the surface of ail dirt, scales, oil, grease and other foreign material etc. and lining out complete.
16.47.1 | New work (Two or more coats)
Details of cost for 10 sqm ¦ Source: CivilDAR_2019_Vol_2.pdf, page 300
Code | Description | Unit | Quantity | Rate (Rs.) | Amount (Rs.) | Note
7256 | Superior quality road marking paint (water based) | litre | 2.79 | 135
9977 | Carriage of paint | L.S. | 5.07 | 2
0131 | Painter | day | 0.54 | 679
0114 | Beldar | day | 0.54 | 558
9999 | Sundries | L.S. | 36.4 | 2
Calculated W - SUM of the Amount column above
W as printed in the DAR |  |  |  |  | 1127.57
Difference (calculated - printed)
SAY (Rs.) - final DAR rate as printed (fixed value, not computed) |  |  |  |  | 150.85
16.47 | Painting runway/taxi track/apron marking with adequate nos of coats to give uniform finish with road marking paint of superior make as approved by the Engineer-in-charge, i/c cleaning the surface of ail dirt, scales, oil, grease and other foreign material etc. and lining out complete.
16.47.2 | Old work (One or more coats)
Details of cost for 10 sqm ¦ Source: CivilDAR_2019_Vol_2.pdf, page 301
Code | Description | Unit | Quantity | Rate (Rs.) | Amount (Rs.) | Note
7256 | Superior quality road marking paint (water based) | litre | 1.66 | 135
9977 | Carriage of paint | L.S. | 1.12 | 2
0131 | Painter | day | 0.36 | 679
0114 | Beldar | day | 0.36 | 558
9999 | Sundries | L.S. | 24.44 | 2
Calculated W - SUM of the Amount column above
W as printed in the DAR |  |  |  |  | 720.54
Difference (calculated - printed)
SAY (Rs.) - final DAR rate as printed (fixed value, not computed) |  |  |  |  | 96.4
16.48 | Painting road surface marking with adequate nos of coats to give uniform finish with ready mixed road marking paint conforming to IS : 164, on bituminous surface in white/yellow shade, including cleaning the surface of all dirt, scales, oil, grease and foreign material etc. complete.
16.48.1 | New work (Two or more coats)
Details of cost for 10 sqm ¦ Source: CivilDAR_2019_Vol_2.pdf, page 301
Code | Description | Unit | Quantity | Rate (Rs.) | Amount (Rs.) | Note
7255 | Road marking paint (spirit based) | litre | 1.48 | 115
9977 | Carriage of paint (1.48/0.8x0.08x6.9) | L.S. | 2.65 | 2
0128 | Mate | day | 0.1 | 617
0131 | Painter | day | 0.54 | 679
0114 | Beldar | day | 1.68 | 558
9999 | Sundries | L.S. | 36.4 | 2
Calculated W - SUM of the Amount column above
W as printed in the DAR |  |  |  |  | 1614.1
Difference (calculated - printed)
SAY (Rs.) - final DAR rate as printed (fixed value, not computed) |  |  |  |  | 215.95
16.48 | Painting road surface marking with adequate nos of coats to give uniform finish with ready mixed road marking paint conforming to IS : 164, on bituminous surface in white/yellow shade, including cleaning the surface of all dirt, scales, oil, grease and foreign material etc. complete.
16.48.2 | Old work (One or more coats)
Details of cost for 10 sqm ¦ Source: CivilDAR_2019_Vol_2.pdf, page 302
Code | Description | Unit | Quantity | Rate (Rs.) | Amount (Rs.) | Note
7255 | Road marking paint (spirit based) | litre | 0.89 | 115
9977 | Carriage of paint. | L.S. | 0.65 | 2
0128 | Mate | day | 0.06 | 617
0131 | Painter | day | 0.36 | 679
0114 | Beldar | day | 1.12 | 558
9999 | Sundries | L.S. | 24.44 | 2
Calculated W - SUM of the Amount column above
W as printed in the DAR |  |  |  |  | 1058.95
Difference (calculated - printed)
SAY (Rs.) - final DAR rate as printed (fixed value, not computed) |  |  |  |  | 141.7
16.49 | Making bell mouth opening/ entrance of size 100x50x50 cm for drainage pipe under footpath, including providing cement concrete 1:3:6 (1 cement : 3 coarse sand : 6 graded stone aggregate 20 mm nominal size) for shape of bell mouth, including plastering providing and fixing precast R.C.C./ S.F.R.C. slab including plastering with cement mortar 1:3 (1 cement : 3 fine sand) of 6 mm thickness on exposed surface of the slab & bell mouth including centring, shuttering & neat cement punning inside the bell mouth etc. all complete.
Details of cost for 10 nos ¦ Source: CivilDAR_2019_Vol_2.pdf, page 303
Code | Description | Unit | Quantity | Rate (Rs.) | Amount (Rs.) | Note
2.8.1 | Rate as per item 2.8.1 - Earth work in excavation by mechanical means (Hydraulic excavator) / manual means in foundation trenches or... | cum | 0.94 | 252.3
4.1.8 | Rate as per item 4.1.8 - Providing and laying in position cement concrete of specified grade excluding the cost of centering and shu... | cum | 0.15 | 5789.6
4.1.5 | Rate as per item 4.1.5 - Providing and laying in position cement concrete of specified grade excluding the cost of centering and shu... | cum | 1.95 | 6259.1
5.3 | Rate as per item 5.3 - Reinforced cement concrete work in beams, suspended floors, roofs having slope up to 15° landings, balconie... | cum | 0.25 | 9763.8
5.22.1 | Rate as per item 5.22.1 - Steel reinforcement for R.C.C. work including straightening, cutting, bending, placing in position and bind... | kg | 25 | 82.1
5.9.1 | Rate as per item 5.9.1 - Centering and shuttering including strutting, propping etc. and removal of form for - Foundations, footings... | sqm | 13.17 | 284.85
5.23 | Rate as per item 5.23 - Smooth finishing of the exposed surface of R.C.C. work with 6 mm thick cement mortar 1:3 (1 Cement : 3 fine... | sqm | 6.5 | 227.35
13.18 | Rate as per item 13.18 - Neat cement punning | sqm | 4.81 | 62.75
0367 | Portland Cement (OPC-43 grade) | tonne | 0.024 | 4940
2209 | Carriage of Cement | tonne | 0.024 | 92.24
0983 | Fine sand (zone IV) | cum | 0.05 | 900
2261 | Carriage of Fine sand (1 part badarpur sand : 2 parts jamuna sand) | cum | 0.05 | 103.77
0114 | Beldar | day | 0.035 | 558
0101 | Bhisti | day | 0.003 | 617
9999 | Hire charges of mixer | L.S. | 1.27 | 2
9999 | Sundries | L.S. | 1.27 | 2
0155 | Mason (average) | day | 0.33 | 709
0115 | Coolie | day | 0.488 | 558
0101 | Bhisti | day | 0.6 | 617
9999 | Extra for removing burr | L.S. | 8.71 | 2
9999 | Scaffolding | L.S. | 7.62 | 2
Calculated W - SUM of the Amount column above
W as printed in the DAR |  |  |  |  | 24441.93
Difference (calculated - printed)
SAY (Rs.) - final DAR rate as printed (fixed value, not computed) |  |  |  |  | 2481.6
16.50 | Providing and fixing Glow studs of size 100x20 mm made of heavy duty body shall be moulded ASA (Acrylic styrene Acryloretrite ) or HIP (High impact polystyrene) or ABS having electronically welded micro- prismatic lens with abrasion resistant coating as approved by Engineer in charge. The glow stud shall support a load of 13635 kg tested in accordance with ASTM D4280. The slope of retro- reflective surface shall be 35 (+/-5) degress to base .The reflective panels on both sides with at least 12 cm of reflective area up each side. The luminance intensity should be as per the specification and shall be tested as described in ASTM I: 809 as recommended in BS: 873 part 4 : 1973. The studs shall be fixed to the Road surface using the adhesive conforming to IS, as per procedure recommended by the manufacturer complete and as per direction of Engineer-in-charge.
Details of cost for 15 nos ¦ Source: CivilDAR_2019_Vol_2.pdf, page 305
Code | Description | Unit | Quantity | Rate (Rs.) | Amount (Rs.) | Note
7426 | Cat's eye | each | 15 | 100
9977 | Carriage of cats eyes | L.S. | 2.6 | 2
0124 | Mason (brick layer) 2nd class | day | 0.5 | 679
0114 | Beldar | day | 0.5 | 558
9999 | Sundries | L.S. | 39 | 2
Calculated W - SUM of the Amount column above
W as printed in the DAR |  |  |  |  | 2201.7
Difference (calculated - printed)
SAY (Rs.) - final DAR rate as printed (fixed value, not computed) |  |  |  |  | 196.4
16.51 | Preparation of sub-base road pavement with commercial dry lime (slaked), fly ash stabilised soil with a mix of 3% lime, 12% fly ash and 85% local suitable soil by weight, so as to achieve minimum field C.B.R. of 20, including mixing, rolling with road roller curing etc. all complete.
16.51.1 | Minimum thickness 15 cm
Details of cost for 1 cum ¦ Source: CivilDAR_2019_Vol_2.pdf, page 305
Code | Description | Unit | Quantity | Rate (Rs.) | Amount (Rs.) | Note
0777 | Dry hydrated lime (factory made) | quintal | 0.41 | 290
2208 | Carriage of Lime | cum | 0.068 | 103.77
1980 | Flyash | cum | 0.277 | 10
2267 | Carriage of Stone dust | cum | 0.277 | 103.77
0114 | Beldar | day | 0.116 | 558
0115 | Coolie | day | 0.116 | 558
0979 | Royalty for good earth | cum | 0.655 | 40
2241 | Carriage of Good earth | cum | 0.655 | 129.71
0114 | Beldar | day | 0.025 | 558
0115 | Coolie | day | 0.025 | 558
0113 | Chowkidar | day | 0.0008 | 558
0003 | Hire charges of Diesel Road Roller - 8 to 10 tonne | day | 0.0008 | 3000
9999 | Sundries | L.S. | 0.18 | 2
0114 | Beldar | day | 0.26 | 558
0115 | Coolie | day | 0.26 | 558
0101 | Bhisti | day | 0.18 | 617
Calculated W - SUM of the Amount column above
W as printed in the DAR |  |  |  |  | 830.41
Difference (calculated - printed)
SAY (Rs.) - final DAR rate as printed (fixed value, not computed) |  |  |  |  | 1111.05
16.52 | Providing and fixing precast lime fly ash concrete blocks 1:2:3:6 (1 lime: 2 fly ash : 3 coarse sand : 6 graded stone aggregate 20 mm nominal size), including finishing with 10mm thick cement mortar 1:3 (1 cement : 3 coarse sand) in foot paths, including preparation of sub grade with a hand rammer, laying 10 mm thick leveling course of fine sand (jamuna sand) and filling the joints with fine sand.
Details of cost for 10 sqm ¦ Source: CivilDAR_2019_Vol_2.pdf, page 306
Code | Description | Unit | Quantity | Rate (Rs.) | Amount (Rs.) | Note
16.52Y | Rate as per item 16.52Y - Rate as per sub analysis Item Number | cum | 0.875 | 3361
0114 | Beldar | day | 0.72 | 558
0115 | Coolie | day | 0.6 | 558
6501 | Sand zone V (Jamuna) | cum | 0.1 | 1225
2335 | Carriage of Jamuna sand | cum | 0.1 | 103.77
0114 | Beldar | day | 0.0089 | 558
0115 | Coolie | day | 0.0107 | 558
0101 | Bhisti | day | 0.0035 | 617
3.8 | Rate as per item 3.8 - Cement mortar 1:3 (1 cement : 3 coarse sand) | cum | 0.0972 | 4664.55
0155 | Mason (average) | day | 0.787 | 709
0115 | Coolie | day | 0.787 | 558
0101 | Bhisti | day | 0.262 | 617
9999 | Scaffolding and sundries | L.S. | 12.22 | 2
6501 | Sand zone V (Jamuna) | cum | 0.005 | 1225
2335 | Carriage of Jamuna sand | cum | 0.005 | 103.77
0123 | Mason (brick layer) 1st class | day | 0.9 | 738
0115 | Coolie | day | 1.98 | 558
0101 | Bhisti | day | 0.05 | 617
Calculated W - SUM of the Amount column above
W as printed in the DAR |  |  |  |  | 7266.56
Difference (calculated - printed)
SAY (Rs.) - final DAR rate as printed (fixed value, not computed) |  |  |  |  | 10802.45
16.52X | Sub Analysis X for sub analysis item Number 16.52Y Sub Analysis 16.52X for use in sub analysis of 16.52Y
Details of cost for 1 cum ¦ Source: CivilDAR_2019_Vol_2.pdf, page 307
Code | Description | Unit | Quantity | Rate (Rs.) | Amount (Rs.) | Note
0773 | Unslaked lime | quintal | 1.52 | 300
1980 | Flyash | cum | 0.48 | 10
0982 | Coarse sand (zone III) | cum | 0.72 | 1350
2208 | Carriage of Lime | cum | 0.24 | 103.77
2266 | Carriage of Surkhi | cum | 0.48 | 103.77
2203 | Carriage of Coarse sand | cum | 0.72 | 103.77
0114 | Beldar | day | 0.9 | 558
0101 | Bhisti | day | 0.45 | 617
9999 | Running and upkeep of mortar mill | L.S. | 26.91 | 2
9999 | Sundries | L.S. | 13.52 | 2
Calculated W - SUM of the Amount column above
W as printed in the DAR |  |  |  |  | not printed | This item prints no W (rate table or sub-analysis).
SAY (Rs.) - final DAR rate as printed (fixed value, not computed) |  |  |  |  | 2442.95
16.52Y | Rate as per sub analysis Item Number
Details of cost for 1 cum ¦ Source: CivilDAR_2019_Vol_2.pdf, page 308
Code | Description | Unit | Quantity | Rate (Rs.) | Amount (Rs.) | Note
16.52X | Rate as per item 16.52X - Sub Analysis X for sub analysis item Number 16.52Y Sub Analysis 16.52X for use in sub analysis of 16.52Y | cum | 0.4 | 2442.95
0295 | Stone Aggregate (Single size) : 20 mm nominal size | cum | 0.64 | 1350
0297 | Stone Aggregate (Single size) : 10 mm nominal size | cum | 0.21 | 1350
2202 | Carriage of Stone aggregate below 40 mm nominal size | cum | 0.85 | 103.77
0114 | Beldar | day | 0.65 | 558
0115 | Coolie | day | 0.6 | 558
0101 | Bhisti | day | 0.27 | 617
0123 | Mason (brick layer) 1st class | day | 0.05 | 738
0124 | Mason (brick layer) 2nd class | day | 0.05 | 679
0128 | Mate | day | 0.04 | 617
9999 | Hire and running charges of mixer | L.S. | 26.91 | 2
9999 | Sundries | L.S. | 13.52 | 2
9999 | Hire charges of steel moulds, table vibrators, rammers, bolts, nuts and washers etc. | L.S. | 53.82 | 2
Calculated W - SUM of the Amount column above
W as printed in the DAR |  |  |  |  | not printed | This item prints no W (rate table or sub-analysis).
SAY (Rs.) - final DAR rate as printed (fixed value, not computed) |  |  |  |  | 3361
16.53 | Providing and fixing concertina coil fencing with punched tape concertina coil 600 mm dia 10 metre openable length ( total length 90 m), having 50 nos rounds per 6 metre length, upto 3 m height of wall with existing angle iron 'Y' shaped placed 2.4m or 3.00 m apart and with 9 horizontal R.B.T. reinforced barbed wire, stud tied with G.I. staples and G.I. clips to retain horizontal, including necessary bolts or G.I. barbed wire tied to angle iron, all complete as per direction of Engineer- in-charge, with reinforced barbed tape(R.B.T.) / Spring core (2.5mm thick) wire of high tensile strength of 165 kg/ sq.mm with tape (0.52 mm thick) and weight 43.478 gm/ metre (cost of M.S. angle, C.C. blocks shall be paid separately)
Details of cost for 30 m ¦ Source: CivilDAR_2019_Vol_2.pdf, page 308
Code | Description | Unit | Quantity | Rate (Rs.) | Amount (Rs.) | Note
8691 | Punched tape concertina coil 600 mm dia 10 m openable length (Total length 90 m) | bundle | 5 | 600
8692 | RBT reinforced barbed wire | metre | 270 | 6.5
8693 | Turn buckle and strengthening bolt each | set | 10 | 40
9999 | G.I. staples clips etc. | L.S. | 49.4 | 2
0114 | Beldar | day | 1 | 558
0102 | Blacksmith 1st class | day | 0.5 | 738
0103 | Blacksmith 2nd class | day | 0.5 | 679
Calculated W - SUM of the Amount column above
W as printed in the DAR |  |  |  |  | 6520.3
Difference (calculated - printed)
SAY (Rs.) - final DAR rate as printed (fixed value, not computed) |  |  |  |  | 290.8
16.54 | Providing and laying Dense Graded Bituminous Macadam using crushed stone aggregates of specified grading, premixed with bituminous binder and filler, transporting the hot mix to work site by tippers, laying with paver finisher equiped with electronic sensor to the required grade, level and alignment and rolling with smooth wheeled, vibratory and tandem rollers as per specifications to achieve the desired compaction and density, complete as per specificatons and directions of Engineer-in-Charge.
16.54.1 | 50 to 100 mm average compacted thickness with bitumen of grade VG-30 @ 5% (percentage by weight of total mix) and lime filler @ 2% (percentage by weight of Aggregate) prepared in Batch Type Hot Mix Plant of 100-120 TPH capacity.
Details of cost for 195 cum ¦ Source: CivilDAR_2019_Vol_2.pdf, page 309
Code | Description | Unit | Quantity | Rate (Rs.) | Amount (Rs.) | Note
7309 | Paving Asphalt VG-30 of approved quality (percentage by weight of total mix) | tonne | 22.5 | 39570
2211 | Carriage of Tar bitumen | tonne | 22.5 | 103.77
0294 | Stone Aggregate (Single size) : 25 mm nominal size | cum | 42.75 | 1350
0297 | Stone Aggregate (Single size) : 10 mm nominal size | cum | 42.75 | 1350
0297 | Stone Aggregate (Single size) : 10 mm nominal size | cum | 39.9 | 1350
0298 | Stone Aggregate (Single size) : 06 mm nominal size | cum | 39.9 | 1400
2903 | Stone chippings/ screenings 4.75 mm nominal size | cum | 114 | 1400
2202 | Carriage of Stone aggregate below 40 mm nominal size | cum | 279.3 | 103.77
0777 | Dry hydrated lime (factory made) | quintal | 85.5 | 290
2208 | Carriage of Lime | cum | 6.63 | 103.77
0062 | Hot mix Plant -120 TPH capacity | hour | 3 | 15000
0063 | Hot mix Plant 100 TPH Capacity | hour | 3 | 13000
0064 | Paver finisher Hydrostatic with sensor control 100 TPH | hour | 6 | 1500
0069 | Generator 250 KVA | hour | 6 | 350
0052 | Front end loader 1 cum bucket capacity (incl POL) | hour | 6 | 900
0053 | Tipper -5 Cum | tonne km | 4500 | 3
| Add 10 per cent of cost of carriage to cover cost of loading and unloading |  |  |  | 1350 | Percentage add-on; amount as printed
0055 | Smooth Wheeled Roller 8 to 10 tonne | hour | 3.9 | 300
0054 | Vibratory roller 8 to 10 tonne | hour | 3.9 | 600
0056 | Tandem Road Roller | hour | 3.9 | 1200
0128 | Mate | day | 0.84 | 617
0114 | Beldar | day | 14 | 558
0139 | Skilled Beldar (for floor rubbing etc.) | day | 5 | 617
Calculated W - SUM of the Amount column above
W as printed in the DAR |  |  |  |  | 1466831.06
Difference (calculated - printed)
SAY (Rs.) - final DAR rate as printed (fixed value, not computed) |  |  |  |  | 10064.25
16.54 | Providing and laying Dense Graded Bituminous Macadam using crushed stone aggregates of specified grading, premixed with bituminous binder and filler, transporting the hot mix to work site by tippers, laying with paver finisher equiped with electronic sensor to the required grade, level and alignment and rolling with smooth wheeled, vibratory and tandem rollers as per specifications to achieve the desired compaction and density, complete as per specificatons and directions of Engineer-in-Charge.
16.54.2 | 50 to 100 mm average compacted thickness with bitumen of grade VG-30 @ 5% (percentage by weight of total mix) and lime filler @ 2% (percentage by weight of Aggregate) prepared in Drum Type Hot Mix Plant of 60-90 TPH capacity.
Details of cost for 195 cum ¦ Source: CivilDAR_2019_Vol_2.pdf, page 311
Code | Description | Unit | Quantity | Rate (Rs.) | Amount (Rs.) | Note
7309 | Paving Asphalt VG-30 of approved quality | tonne | 22.5 | 39570
2211 | Carriage of Tar bitumen | tonne | 22.5 | 103.77
0294 | Stone Aggregate (Single size) : 25 mm nominal size | cum | 42.75 | 1350
0297 | Stone Aggregate (Single size) : 10 mm nominal size | cum | 42.75 | 1350
0297 | Stone Aggregate (Single size) : 10 mm nominal size | cum | 39.9 | 1350
0298 | Stone Aggregate (Single size) : 06 mm nominal size | cum | 39.9 | 1400
2903 | Stone chippings/ screenings 4.75 mmnominal size | cum | 114 | 1400
2202 | Carriage of Stone aggregate below 40 mm nominal size | cum | 279.3 | 103.77
0777 | Dry hydrated lime (factory made) | quintal | 85.5 | 290
2208 | Carriage of Lime | cum | 6.63 | 103.77
0076 | Drum Type HMP of 60-90 TPH capacity @ 75 tonne per hour actual output | hour | 6 | 12000
0064 | Paver finisher Hydrostatic with sensor control 100 TPH | hour | 6 | 1500
0069 | Generator 250 KVA | hour | 6 | 350
0052 | Front end loader 1 cum bucket capacity (incl POL) | hour | 6 | 900
0053 | Tipper -5 Cum | tonne km | 4500 | 3
| Add 10 per cent of cost of carriage to cover cost of loading and unloading |  |  |  | 1350 | Percentage add-on; amount as printed
0055 | Smooth Wheeled Roller 8 to 10 tonne | hour | 3.9 | 300
0054 | Vibratory roller 8 to 10 tonne | hour | 3.9 | 600
0056 | Tandem Road Roller | hour | 3.9 | 1200
0128 | Mate | day | 0.84 | 617
0114 | Beldar | day | 14 | 558
0139 | Skilled Beldar (for floor rubbing etc.) | day | 5 | 617
Calculated W - SUM of the Amount column above
W as printed in the DAR |  |  |  |  | 1454831.06
Difference (calculated - printed)
SAY (Rs.) - final DAR rate as printed (fixed value, not computed) |  |  |  |  | 9981.9
16.55 | Providing and laying bituminous macadam using crushed stone aggregates of specified grading premixed with bituminous binder, transported to site by tippers, laid over a previously prepared surface with paver finisher equiped with electronic sensor to the required grade, level and alignment and rolling with smooth wheeled, vibratory and tandem rollers as per specifications to achieve the desired compaction and density, complete as per specificatons and directions of Engineer- in-Charge.
16.55.1 | 50 to 100 mm average compacted thickness with bitumen of grade VG-30 @ 3.50% (percentage by weight of total mix) prepared in Batch Type Hot Mix Plant of 100- 120 TPH capacity.
Details of cost for 205 cum ¦ Source: CivilDAR_2019_Vol_2.pdf, page 313
Code | Description | Unit | Quantity | Rate (Rs.) | Amount (Rs.) | Note
7309 | Paving Asphalt VG-30 of approved quality | tonne | 15.75 | 39570
2211 | Carriage of Tar bitumen | tonne | 15.75 | 103.77
0294 | Stone Aggregate (Single size) : 25 mm nominal size | cum | 57.9 | 1350
0297 | Stone Aggregate (Single size) : 10 mm nominal size | cum | 57.9 | 1350
0297 | Stone Aggregate (Single size) : 10 mm nominal size | cum | 57.9 | 1350
0298 | Stone Aggregate (Single size) : 06 mm nominal size | cum | 57.9 | 1400
2903 | Stone chippings/ screenings 4.75 mm nominal size | cum | 57.9 | 1400
2202 | Carriage of Stone aggregate below 40 mm nominal size | cum | 289.5 | 103.77
0062 | Hot mix Plant -120 TPH capacity | hour | 3 | 15000
0063 | Hot mix Plant 100 TPH Capacity | hour | 3 | 13000
0064 | Paver finisher Hydrostatic with sensor control 100 TPH | hour | 6 | 1500
0069 | Generator 250 KVA | hour | 6 | 350
0052 | Front end loader 1 cum bucket capacity (incl POL) | hour | 6 | 900
0053 | Tipper -5 Cum | tonne km | 4500 | 3
| Add 10 per cent of cost of carriage to cover cost of loading and unloading X * 10 / 100 = 13500.00 * 10 / 100 |  |  |  | 1350 | Percentage add-on; amount as printed
0055 | Smooth Wheeled Roller 8 to 10 tonne | hour | 3.9 | 300
0054 | Vibratory roller 8 to 10 tonne | hour | 3.9 | 600
0056 | Tandem Road Roller | hour | 3.9 | 1200
0128 | Mate | day | 0.84 | 617
0114 | Beldar | day | 14 | 558
0139 | Skilled Beldar (for floor rubbing etc.) | day | 5 | 617
Calculated W - SUM of the Amount column above
W as printed in the DAR |  |  |  |  | 1186473.57
Difference (calculated - printed)
SAY (Rs.) - final DAR rate as printed (fixed value, not computed) |  |  |  |  | 7743.55
16.55 | Providing and laying bituminous macadam using crushed stone aggregates of specified grading premixed with bituminous binder, transported to site by tippers, laid over a previously prepared surface with paver finisher equiped with electronic sensor to the required grade, level and alignment and rolling with smooth wheeled, vibratory and tandem rollers as per specifications to achieve the desired compaction and density, complete as per specificatons and directions of Engineer- in-Charge.
16.55.2 | 50 to 100 mm average compacted thickness with bitumen of grade VG-30 @ 3.50% (percentage by weight of total mix) prepared in Drum Type Hot Mix Plant of 60- 90 TPH capacity.
Details of cost for 205 cum ¦ Source: CivilDAR_2019_Vol_2.pdf, page 315
Code | Description | Unit | Quantity | Rate (Rs.) | Amount (Rs.) | Note
7309 | Paving Asphalt VG-30 of approved quality | tonne | 15.75 | 39570
2211 | Carriage of Tar bitumen | tonne | 15.75 | 103.77
0294 | Stone Aggregate (Single size) : 25 mm nominal size | cum | 57.9 | 1350
0297 | Stone Aggregate (Single size) : 10 mm nominal size | cum | 57.9 | 1350
0297 | Stone Aggregate (Single size) : 10 mm nominal size | cum | 57.9 | 1350
0298 | Stone Aggregate (Single size) : 06 mm nominal size | cum | 57.9 | 1400
2903 | Stone chippings/ screenings 4.75 mm nominal size | cum | 57.9 | 1400
2202 | Carriage of Stone aggregate below 40 mm nominal size | cum | 289.5 | 103.77
0076 | Drum Type HMP of 60-90 TPH capacity @ 75 tonne per hour actual output | hour | 6 | 12000
0064 | Paver finisher Hydrostatic with sensor control 100 TPH | hour | 6 | 1500
0069 | Generator 250 KVA | hour | 6 | 350
0052 | Front end loader 1 cum bucket capacity (incl POL) | hour | 6 | 900
0053 | Tipper -5 Cum | tonne/ km | 4500 | 3
| Add 10 per cent of cost of carriage to cover cost of loading and unloading |  |  |  | 1350 | Percentage add-on; amount as printed
0055 | Smooth Wheeled Roller 8 to 10 tonne | hour | 3.9 | 300
0054 | Vibratory roller 8 to 10 tonne | hour | 3.9 | 600
0056 | Tandem Road Roller | hour | 3.9 | 1200
0128 | Mate | day | 0.84 | 617
0114 | Beldar | day | 14 | 558
0139 | Skilled Beldar (for floor rubbing etc.) | day | 5 | 617
Calculated W - SUM of the Amount column above
W as printed in the DAR |  |  |  |  | 1174473.57
Difference (calculated - printed)
SAY (Rs.) - final DAR rate as printed (fixed value, not computed) |  |  |  |  | 7665.25
16.56 | Providing and laying semi- dense Bituminous concrete using crushed stone aggregates of specified grading, premixed with bituminous binder and filler, transporting the hot mix to work site by tippers, laying with paver finisher equiped with electronic sensor to the required grade, level and alignment and rolling with smooth wheeled, vibratory and tandem rollers to achieve the desired compaction and density as per specification, complete and as per directions of Engineer-in-Charge.
16.56.1 | 25 mm compacted thickness with bitumen of grade VG-30 @ 5% (percentage by weight of total mix) and lime filler @ 2% (percentage by weight of Aggregate) prepared in Batch Type Hot Mix Plant of 100-120 TPH capacity.
Details of cost for 7800 sqm ¦ Source: CivilDAR_2019_Vol_2.pdf, page 316
Code | Description | Unit | Quantity | Rate (Rs.) | Amount (Rs.) | Note
7309 | Paving Asphalt VG-30 of approved quality | tonne | 22.5 | 39570
2211 | Carriage of Tar bitumen | tonne | 22.5 | 103.77
0296 | Stone Aggregate (Single size) : 12.5 mm nominal size | cum | 81.225 | 1350
0297 | Stone Aggregate (Single size) : 10 mm nominal size | cum | 81.225 | 1350
2903 | Stone chippings/ screenings 4.75 mm nominal size nominal size | cum | 116.85 | 1400
2202 | Carriage of Stone aggregate below 40 mm nominal size nominal size | cum | 279.3 | 103.77
0777 | Dry hydrated lime (factory made) | quintal | 85.5 | 290
2208 | Carriage of Lime | cum | 6.63 | 103.77
0062 | Hot mix Plant -120 TPH capacity | hour | 3 | 15000
0063 | Hot mix Plant 100 TPH Capacity | hour | 3 | 13000
0064 | Paver finisher Hydrostatic with sensor control 100 TPH | hour | 6 | 1500
0069 | Generator 250 KVA | hour | 6 | 350
0052 | Front end loader 1 cum bucket capacity (incl POL) | hour | 6 | 900
0053 | Tipper -5 Cum | tonne km | 4500 | 3
| Add 10 per cent of cost of carriage to cover cost of loading and unloading |  |  |  | 1350 | Percentage add-on; amount as printed
0055 | Smooth Wheeled Roller 8 to 10 tonne | hour | 3.9 | 300
0054 | Vibratory roller 8 to 10 tonne | hour | 3.9 | 600
0056 | Tandem Road Roller | hour | 3.9 | 1200
0128 | Mate | day | 0.84 | 617
0114 | Beldar | day | 14 | 558
Calculated W - SUM of the Amount column above
W as printed in the DAR |  |  |  |  | 1461893.56
Difference (calculated - printed)
SAY (Rs.) - final DAR rate as printed (fixed value, not computed) |  |  |  |  | 250.75
16.56 | Providing and laying semi- dense Bituminous concrete using crushed stone aggregates of specified grading, premixed with bituminous binder and filler, transporting the hot mix to work site by tippers, laying with paver finisher equiped with electronic sensor to the required grade, level and alignment and rolling with smooth wheeled, vibratory and tandem rollers to achieve the desired compaction and density as per specification, complete and as per directions of Engineer-in-Charge.
16.56.2 | 25 mm compacted thickness with bitumen of grade VG-30 @ 5% (percentage by weight of total mix) and lime filler @ 2% (percentage by weight of Aggregate) prepared in Drum Type Hot Mix Plant of 60-90 TPH capacity.
Details of cost for 7800 sqm ¦ Source: CivilDAR_2019_Vol_2.pdf, page 318
Code | Description | Unit | Quantity | Rate (Rs.) | Amount (Rs.) | Note
7309 | Paving Asphalt VG-30 of approved quality | tonne | 22.5 | 39570
2211 | Carriage of Tar bitumen | tonne | 22.5 | 103.77
0296 | Stone Aggregate (Single size) : 12.5 mm nominal size | cum | 81.225 | 1350
0297 | Stone Aggregate (Single size) : 10 mm nominal size | cum | 81.225 | 1350
2903 | Stone chippings/ screenings 4.75 mm nominal size | cum | 116.85 | 1400
2202 | Carriage of Stone aggregate below 40 mm nominal size | cum | 279.3 | 103.77
0777 | Dry hydrated lime (factory made) | quintal | 85.5 | 290
2208 | Carriage of Lime | cum | 6.63 | 103.77
0076 | Drum Type HMP of 60-90 TPH capacity @ 75 tonne per hour actual output | hour | 6 | 12000
0064 | Paver finisher Hydrostatic with sensor control 100 TPH | hour | 6 | 1500
0069 | Generator 250 KVA | hour | 6 | 350
0052 | Front end loader 1 cum bucket capacity (incl POL) | hour | 6 | 900
0053 | Tipper -5 Cum | tonne km | 4500 | 3
| Add 10 per cent of cost of carriage to cover cost of loading and unloading |  |  |  | 1350 | Percentage add-on; amount as printed
0055 | Smooth Wheeled Roller 8 to 10 tonne | hour | 3.9 | 300
0054 | Vibratory roller 8 to 10 tonne | hour | 3.9 | 600
0056 | Tandem Road Roller | hour | 3.9 | 1200
0128 | Mate | day | 0.84 | 617
0114 | Beldar | day | 14 | 558
Calculated W - SUM of the Amount column above
W as printed in the DAR |  |  |  |  | 1449893.56
Difference (calculated - printed)
SAY (Rs.) - final DAR rate as printed (fixed value, not computed) |  |  |  |  | 248.7
16.57 | Providing and laying Bituminous concrete using crushed stone aggregates of specified grading, premixed with bituminous binder and filler, transporting the hot mix to work site by tippers, laying with paver finisher equiped with electronic sensor to the required grade, level and alignment and rolling with smooth wheeled, vibratory and tandem rollers to achieve the desired compaction and density as per specification, complete and as per directions of Engineer-in-Charge.
16.57.1 | 40/50 mm compacted thickness with bitumen of grade VG-30 @ 5.5% (percentage by weight of total mix) and lime filler @ 3% (percentage by weight of Aggregate) prepared in Batch Type Hot Mix Plant of 100-120 TPH capacity.
Details of cost for 191 cum ¦ Source: CivilDAR_2019_Vol_2.pdf, page 320
Code | Description | Unit | Quantity | Rate (Rs.) | Amount (Rs.) | Note
7309 | Paving Asphalt VG-30 of approved quality | tonne | 24.75 | 39570
2211 | Carriage of Tar bitumen | tonne | 24.75 | 103.77
0296 | Stone Aggregate (Single size) : 12.5 mm nominal size | cum | 42.525 | 1350
0297 | Stone Aggregate (Single size) : 10 mm nominal size | cum | 42.525 | 1350
0297 | Stone Aggregate (Single size) : 10 mm nominal size | cum | 35.44 | 1350
0298 | Stone Aggregate (Single size) : 06 mm nominal size | cum | 35.44 | 1400
2903 | Stone chippings/ screenings 4.75 mm nominal size | cum | 119.07 | 1400
2202 | Carriage of Stone aggregate below 40 mm nominal size | cum | 275 | 103.77
0777 | Dry hydrated lime (factory made) | quintal | 127.6 | 290
2208 | Carriage of Lime | cum | 9.89 | 103.77
0062 | Hot mix Plant -120 TPH capacity | hour | 3 | 15000
0063 | Hot mix Plant 100 TPH Capacity | hour | 3 | 13000
0064 | Paver finisher Hydrostatic with sensor control 100 TPH | hour | 6 | 1500
0069 | Generator 250 KVA | hour | 6 | 350
0052 | Front end loader 1 cum bucket capacity (incl POL) | hour | 6 | 900
0053 | Tipper -5 Cum | tonne km | 4500 | 3
| Add 10 per cent of cost of carriage to cover cost of loading and unloading |  |  |  | 1350 | Percentage add-on; amount as printed
0055 | Smooth Wheeled Roller 8 to 10 tonne | hour | 3.9 | 300
0054 | Vibratory roller 8 to 10 tonne | hour | 3.9 | 600
0056 | Tandem Road Roller | hour | 3.9 | 1200
0128 | Mate | day | 0.84 | 617
0114 | Beldar | day | 14 | 558
0139 | Skilled Beldar (for floor rubbing etc.) | day | 5 | 617
Calculated W - SUM of the Amount column above
W as printed in the DAR |  |  |  |  | 1562423.62
Difference (calculated - printed)
SAY (Rs.) - final DAR rate as printed (fixed value, not computed) |  |  |  |  | 10944.65
16.57 | Providing and laying Bituminous concrete using crushed stone aggregates of specified grading, premixed with bituminous binder and filler, transporting the hot mix to work site by tippers, laying with paver finisher equiped with electronic sensor to the required grade, level and alignment and rolling with smooth wheeled, vibratory and tandem rollers to achieve the desired compaction and density as per specification, complete and as per directions of Engineer-in-Charge.
16.57.2 | 40/50 mm compacted thickness with bitumen of grade VG-30 @ 5.5% (percentage by weight of total mix) and lime filler @ 3% (percentage by weight of Aggregate) and waste plastic additive @ 8% (percentage by weight of bitumen) prepared in Batch Type Hot Mix Plant of 100- 120 TPH capacity.
Details of cost for 191 cum ¦ Source: CivilDAR_2019_Vol_2.pdf, page 321
Code | Description | Unit | Quantity | Rate (Rs.) | Amount (Rs.) | Note
7309 | Paving Asphalt VG-30 of approved quality | tonne | 24.75 | 39570
2211 | Carriage of Tar bitumen | tonne | 24.75 | 103.77
7280 | Waste plastic additive | tonne | 1.98 | 40000
0296 | Stone Aggregate (Single size) : 12.5 mm nominal size | cum | 42.525 | 1350
0297 | Stone Aggregate (Single size) : 10 mm nominal size | cum | 42.525 | 1350
0297 | Stone Aggregate (Single size) : 10 mm nominal size | cum | 35.44 | 1350
0298 | Stone Aggregate (Single size) : 06 mm nominal size | cum | 35.44 | 1400
2903 | Stone chippings/ screenings 4.75 mm nominal size | cum | 119.07 | 1400
2202 | Carriage of Stone aggregate below 40 mm nominal size | cum | 275 | 103.77
0777 | Dry hydrated lime (factory made) | quintal | 127.6 | 290
2208 | Carriage of Lime | cum | 9.89 | 103.77
0062 | Hot mix Plant -120 TPH capacity | hour | 3 | 15000
0063 | Hot mix Plant 100 TPH Capacity | hour | 3 | 13000
0064 | Paver finisher Hydrostatic with sensor control 100 TPH | hour | 6 | 1500
0069 | Generator 250 KVA | hour | 6 | 350
0052 | Front end loader 1 cum bucket capacity (incl POL) | hour | 6 | 900
0053 | Tipper -5 Cum | tonne km | 4500 | 3
| Add 10 per cent of cost of carriage to cover cost of loading and unloading |  |  |  | 1350 | Percentage add-on; amount as printed
0055 | Smooth Wheeled Roller 8 to 10 tonne | hour | 3.9 | 300
0054 | Vibratory roller 8 to 10 tonne | hour | 3.9 | 600
0056 | Tandem Road Roller | hour | 3.9 | 1200
0128 | Mate | day | 0.84 | 617
0114 | Beldar | day | 14 | 558
0139 | Skilled Beldar (for floor rubbing etc.) | day | 5 | 617
Calculated W - SUM of the Amount column above
W as printed in the DAR |  |  |  |  | 1641623.62
Difference (calculated - printed)
SAY (Rs.) - final DAR rate as printed (fixed value, not computed) |  |  |  |  | 11499.4
16.57 | Providing and laying Bituminous concrete using crushed stone aggregates of specified grading, premixed with bituminous binder and filler, transporting the hot mix to work site by tippers, laying with paver finisher equiped with electronic sensor to the required grade, level and alignment and rolling with smooth wheeled, vibratory and tandem rollers to achieve the desired compaction and density as per specification, complete and as per directions of Engineer-in-Charge.
16.57.3 | 40/50 mm compacted thickness with bitumen of grade PMB-40 @ 5.5% (percentage by weight of total mix) and lime filler @ 3% (percentage by weight of Aggregate) prepared in Batch Type Hot Mix Plant of 100-120 TPH capacity.
Details of cost for 191 cum ¦ Source: CivilDAR_2019_Vol_2.pdf, page 323
Code | Description | Unit | Quantity | Rate (Rs.) | Amount (Rs.) | Note
0312 | Bitumen grade PMB - | 40 M.T. | 24.75 | 32200
2211 | Carriage of Tar bitumen | tonne | 24.75 | 103.77
0296 | Stone Aggregate (Single size) : 12.5 mm nominal size | cum | 42.525 | 1350
0297 | Stone Aggregate (Single size) : 10 mm nominal size | cum | 42.525 | 1350
0297 | Stone Aggregate (Single size) : 10 mm nominal size | cum | 35.44 | 1350
0298 | Stone Aggregate (Single size) : 06 mm nominal size | cum | 35.44 | 1400
2903 | Stone chippings/ screenings 4.75 mm nominal size | cum | 119.07 | 1400
2202 | Carriage of Stone aggregate below 40 mm nominal size | cum | 275 | 103.77
0777 | Dry hydrated lime (factory made) | quintal | 127.6 | 290
2208 | Carriage of Lime | cum | 9.89 | 103.77
0062 | Hot mix Plant -120 TPH capacity | hour | 3 | 15000
0063 | Hot mix Plant 100 TPH Capacity | hour | 3 | 13000
0064 | Paver finisher Hydrostatic with sensor control 100 TPH | hour | 6 | 1500
0069 | Generator 250 KVA | hour | 6 | 350
0052 | Front end loader 1 cum bucket capacity (incl POL) | hour | 6 | 900
0053 | Tipper -5 Cum | tonne km | 4500 | 3
| Add 10 per cent of cost of carriage to cover cost of loading and unloading |  |  |  | 1350 | Percentage add-on; amount as printed
0055 | Smooth Wheeled Roller 8 to 10 tonne | hour | 3.9 | 300
0054 | Vibratory roller 8 to 10 tonne | hour | 3.9 | 600
0056 | Tandem Road Roller | hour | 3.9 | 1200
0128 | Mate | day | 0.84 | 617
0114 | Beldar | day | 14 | 558
0139 | Skilled Beldar (for floor rubbing etc.) | day | 5 | 617
Calculated W - SUM of the Amount column above
W as printed in the DAR |  |  |  |  | 1380016.12
Difference (calculated - printed)
SAY (Rs.) - final DAR rate as printed (fixed value, not computed) |  |  |  |  | 9666.9
16.57 | Providing and laying Bituminous concrete using crushed stone aggregates of specified grading, premixed with bituminous binder and filler, transporting the hot mix to work site by tippers, laying with paver finisher equiped with electronic sensor to the required grade, level and alignment and rolling with smooth wheeled, vibratory and tandem rollers to achieve the desired compaction and density as per specification, complete and as per directions of Engineer-in-Charge.
16.57.4 | 40/50 mm compacted thickness with bitumen of grade CRMB-60 @ 5.5% (percentage by weight of total mix) and lime filler @ 3% (percentage by weight of Aggregate) prepared in Batch Type Hot Mix Plant of 100-120 TPH capacity.
Details of cost for 191 cum ¦ Source: CivilDAR_2019_Vol_2.pdf, page 325
Code | Description | Unit | Quantity | Rate (Rs.) | Amount (Rs.) | Note
7741 | Modified Bitumen Refinary produced CRMB - | 60 tonne | 24.75 | 30536
2211 | Carriage of Tar bitumen | tonne | 24.75 | 103.77
0296 | Stone Aggregate (Single size) : 12.5 mm nominal size | cum | 42.525 | 1350
0297 | Stone Aggregate (Single size) : 10 mm nominal size | cum | 42.525 | 1350
0297 | Stone Aggregate (Single size) : 10 mm nominal size | cum | 35.44 | 1350
0298 | Stone Aggregate (Single size) : 06 mm nominal size | cum | 35.44 | 1400
2903 | Stone chippings/ screenings 4.75 mm nominal size | cum | 119.07 | 1400
2202 | Carriage of Stone aggregate below 40 mm nominal size | cum | 275 | 103.77
0777 | Dry hydrated lime (factory made) | quintal | 127.6 | 290
2208 | Carriage of Lime | cum | 9.89 | 103.77
0062 | Hot mix Plant -120 TPH capacity | hour | 3 | 15000
0063 | Hot mix Plant 100 TPH Capacity | hour | 3 | 13000
0064 | Paver finisher Hydrostatic with sensor control 100 TPH | hour | 6 | 1500
0069 | Generator 250 KVA | hour | 6 | 350
0052 | Front end loader 1 cum bucket capacity (incl POL) | hour | 6 | 900
0053 | Tipper -5 Cum | tonne km | 4500 | 3
| Add 10 per cent of cost of carriage to cover cost of loading and unloading |  |  |  | 1350 | Percentage add-on; amount as printed
0055 | Smooth Wheeled Roller 8 to 10 tonne | hour | 3.9 | 300
0054 | Vibratory roller 8 to 10 tonne | hour | 3.9 | 600
0056 | Tandem Road Roller | hour | 3.9 | 1200
0128 | Mate | day | 0.84 | 617
0114 | Beldar | day | 14 | 558
0139 | Skilled Beldar (for floor rubbing etc.) | day | 5 | 617
Calculated W - SUM of the Amount column above
W as printed in the DAR |  |  |  |  | 1338832.12
Difference (calculated - printed)
SAY (Rs.) - final DAR rate as printed (fixed value, not computed) |  |  |  |  | 9378.4
16.57 | Providing and laying Bituminous concrete using crushed stone aggregates of specified grading, premixed with bituminous binder and filler, transporting the hot mix to work site by tippers, laying with paver finisher equiped with electronic sensor to the required grade, level and alignment and rolling with smooth wheeled, vibratory and tandem rollers to achieve the desired compaction and density as per specification, complete and as per directions of Engineer-in-Charge.
16.57.5 | 40/50 mm compacted thickness with bitumen of grade VG-30 @ 5.5% (percentage by weight of total mix) and lime filler @ 3% (percentage by weight of Aggregate) prepared in drum Type Hot Mix Plant of 60-90 TPH capacity.
Details of cost for 191 cum ¦ Source: CivilDAR_2019_Vol_2.pdf, page 327
Code | Description | Unit | Quantity | Rate (Rs.) | Amount (Rs.) | Note
7309 | Paving Asphalt VG-30 of approved quality | tonne | 24.75 | 39570
2211 | Carriage of Tar bitumen | tonne | 24.75 | 103.77
0296 | Stone Aggregate (Single size) : 12.5 mm nominal size | cum | 42.525 | 1350
0297 | Stone Aggregate (Single size) : 10 mm nominal size | cum | 42.525 | 1350
0297 | Stone Aggregate (Single size) : 10 mm nominal size | cum | 35.44 | 1350
0298 | Stone Aggregate (Single size) : 06 mm nominal size | cum | 35.44 | 1400
2903 | Stone chippings/ screenings 4.75 mm nominal size | cum | 119.07 | 1400
2202 | Carriage of Stone aggregate below 40 mm nominal size | cum | 275 | 103.77
0777 | Dry hydrated lime (factory made) | quintal | 127.6 | 290
2208 | Carriage of Lime | cum | 9.89 | 103.77
0076 | Drum Type HMP of 60-90 TPH capacity @ 75 tonne per hour actual output | hour | 6 | 12000
0064 | Paver finisher Hydrostatic with sensor control 100 TPH | hour | 6 | 1500
0069 | Generator 250 KVA | hour | 6 | 350
0052 | Front end loader 1 cum bucket capacity incl POL) | hour | 6 | 900
0053 | Tipper -5 Cum | tonne km | 4500 | 3
| Add 10 per cent of cost of carriage to cover cost of loading and unloading |  |  |  | 1350 | Percentage add-on; amount as printed
0055 | Smooth Wheeled Roller 8 to 10 tonne | hour | 3.9 | 300
0054 | Vibratory roller 8 to 10 tonne | hour | 3.9 | 600
0056 | Tandem Road Roller | hour | 3.9 | 1200
0128 | Mate | day | 0.84 | 617
0114 | Beldar | day | 14 | 558
0139 | Skilled Beldar (for floor rubbing etc.) | day | 5 | 617
Calculated W - SUM of the Amount column above
W as printed in the DAR |  |  |  |  | 1550423.62
Difference (calculated - printed)
SAY (Rs.) - final DAR rate as printed (fixed value, not computed) |  |  |  |  | 10860.6
16.57 | Providing and laying Bituminous concrete using crushed stone aggregates of specified grading, premixed with bituminous binder and filler, transporting the hot mix to work site by tippers, laying with paver finisher equiped with electronic sensor to the required grade, level and alignment and rolling with smooth wheeled, vibratory and tandem rollers to achieve the desired compaction and density as per specification, complete and as per directions of Engineer-in-Charge.
16.57.6 | 40/50 mm compacted thickness with bitumen of grade VG-30 @ 5.5% (percentage by weight of total mix) and lime filler @ 3% (percentage by weight of Aggregate) and waste plastic additive @ 8% (percentage by weight of bitumen) prepared in drum Type Hot Mix Plant of 60-90 TPH capacity.
Details of cost for 191 cum ¦ Source: CivilDAR_2019_Vol_2.pdf, page 328
Code | Description | Unit | Quantity | Rate (Rs.) | Amount (Rs.) | Note
7309 | Paving Asphalt VG-30 of approved quality | tonne | 24.75 | 39570
2211 | Carriage of Tar bitumen | tonne | 24.75 | 103.77
7280 | Waste plastic additive | tonne | 1.98 | 40000
0296 | Stone Aggregate (Single size) : 12.5 mm nominal size | cum | 42.525 | 1350
0297 | Stone Aggregate (Single size) : 10 mm nominal size | cum | 42.525 | 1350
0297 | Stone Aggregate (Single size) : 10 mm nominal size | cum | 35.44 | 1350
0298 | Stone Aggregate (Single size) : 06 mm nominal size | cum | 35.44 | 1400
2903 | Stone chippings/ screenings 4.75 mm nominal size | cum | 119.07 | 1400
2202 | Carriage of Stone aggregate below 40 mm nominal size | cum | 275 | 103.77
0777 | Dry hydrated lime (factory made) | quintal | 127.6 | 290
2208 | Carriage of Lime | cum | 9.89 | 103.77
0076 | Drum Type HMP of 60-90 TPH capacity @ 75 tonne per hour actual output | hour | 6 | 12000
0064 | Paver finisher Hydrostatic with sensor control 100 TPH | hour | 6 | 1500
0069 | Generator 250 KVA | hour | 6 | 350
0052 | Front end loader 1 cum bucket capacity (incl POL) | hour | 6 | 900
0053 | Tipper -5 Cum | tonne km | 4500 | 3
| Add 10 per cent of cost of carriage to cover cost of loading and unloading |  |  |  | 1350 | Percentage add-on; amount as printed
0055 | Smooth Wheeled Roller 8 to 10 tonne | hour | 3.9 | 300
0054 | Vibratory roller 8 to 10 tonne | hour | 3.9 | 600
0056 | Tandem Road Roller | hour | 3.9 | 1200
0128 | Mate | day | 0.84 | 617
0114 | Beldar | day | 14 | 558
0139 | Skilled Beldar (for floor rubbing etc.) | day | 5 | 617
Calculated W - SUM of the Amount column above
W as printed in the DAR |  |  |  |  | 1629623.62
Difference (calculated - printed)
SAY (Rs.) - final DAR rate as printed (fixed value, not computed) |  |  |  |  | 11415.35
16.57 | Providing and laying Bituminous concrete using crushed stone aggregates of specified grading, premixed with bituminous binder and filler, transporting the hot mix to work site by tippers, laying with paver finisher equiped with electronic sensor to the required grade, level and alignment and rolling with smooth wheeled, vibratory and tandem rollers to achieve the desired compaction and density as per specification, complete and as per directions of Engineer-in-Charge.
16.57.7 | 40/50 mm compacted thickness with bitumen of grade PMB-40 @ 5.5% (percentage by weight of total mix) and lime filler @ 3% (percentage by weight of Aggregate) prepared in drum Type Hot Mix Plant of 60-90 TPH capacity.
Details of cost for 191 cum ¦ Source: CivilDAR_2019_Vol_2.pdf, page 330
Code | Description | Unit | Quantity | Rate (Rs.) | Amount (Rs.) | Note
0312 | Bitumen grade PMB - | 40 M.T. | 24.75 | 32200
2211 | Carriage of Tar bitumen | tonne | 24.75 | 103.77
0296 | Stone Aggregate (Single size) : 12.5 mm nominal size | cum | 42.525 | 1350
0297 | Stone Aggregate (Single size) : 10 mm nominal size | cum | 42.525 | 1350
0297 | Stone Aggregate (Single size) : 10 mm nominal size | cum | 35.44 | 1350
0298 | Stone Aggregate (Single size) : 06 mm nominal size | cum | 35.44 | 1400
2903 | Stone chippings/ screenings 4.75 mm nominal size | cum | 119.07 | 1400
2202 | Carriage of Stone aggregate below 40 mm nominal size | cum | 275 | 103.77
0777 | Dry hydrated lime (factory made) | quintal | 127.6 | 290
2208 | Carriage of Lime | cum | 9.89 | 103.77
0076 | Drum Type HMP of 60-90 TPH capacity @ 75 tonne per hour actual output | hour | 6 | 12000
0064 | Paver finisher Hydrostatic with sensor control 100 TPH | hour | 6 | 1500
0069 | Generator 250 KVA | hour | 6 | 350
0052 | Front end loader 1 cum bucket capacity (incl POL) | hour | 6 | 900
0053 | Tipper -5 Cum | tonne km | 4500 | 3
| Add 10 per cent of cost of carriage to cover cost of loading and unloading |  |  |  | 1350 | Percentage add-on; amount as printed
0055 | Smooth Wheeled Roller 8 to 10 tonne | hour | 3.9 | 300
0054 | Vibratory roller 8 to 10 tonne | hour | 3.9 | 600
0056 | Tandem Road Roller | hour | 3.9 | 1200
0128 | Mate | day | 0.84 | 617
0114 | Beldar | day | 14 | 558
0139 | Skilled Beldar (for floor rubbing etc.) | day | 5 | 617
Calculated W - SUM of the Amount column above
W as printed in the DAR |  |  |  |  | 1368016.12
Difference (calculated - printed)
SAY (Rs.) - final DAR rate as printed (fixed value, not computed) |  |  |  |  | 9582.85
16.57 | Providing and laying Bituminous concrete using crushed stone aggregates of specified grading, premixed with bituminous binder and filler, transporting the hot mix to work site by tippers, laying with paver finisher equiped with electronic sensor to the required grade, level and alignment and rolling with smooth wheeled, vibratory and tandem rollers to achieve the desired compaction and density as per specification, complete and as per directions of Engineer-in-Charge.
16.57.8 | 40/50 mm compacted thickness with bitumen of grade CRMB-60 @ 5.5% (percentage by weight of total mix) and lime filler @ 3% (percentage by weight of Aggregate) prepared in Drum Type Hot Mix Plant of 60-90 TPH capacity.
Details of cost for 191 cum ¦ Source: CivilDAR_2019_Vol_2.pdf, page 332
Code | Description | Unit | Quantity | Rate (Rs.) | Amount (Rs.) | Note
7741 | Modified Bitumen Refinary produced CRMB - | 60 tonne | 24.75 | 30536
2211 | Carriage of Tar bitumen | tonne | 24.75 | 103.77
0296 | Stone Aggregate (Single size) : 12.5 mm nominal size | cum | 42.525 | 1350
0297 | Stone Aggregate (Single size) : 10 mm nominal size | cum | 42.525 | 1350
0297 | Stone Aggregate (Single size) : 10 mm nominal size | cum | 35.44 | 1350
0298 | Stone Aggregate (Single size) : 06 mm nominal size | cum | 35.44 | 1400
2903 | Stone chippings/ screenings 4.75 mm nominal size | cum | 119.07 | 1400
2202 | Carriage of Stone aggregate below 40 mm nominal size | cum | 275 | 103.77
0777 | Dry hydrated lime (factory made) | quintal | 127.6 | 290
2208 | Carriage of Lime | cum | 9.89 | 103.77
0076 | Drum Type HMP of 60-90 TPH capacity @ 75 tonne per hour actual output | hour | 6 | 12000
0064 | Paver finisher Hydrostatic with sensor control 100 TPH | hour | 6 | 1500
0069 | Generator 250 KVA | hour | 6 | 350
0052 | Front end loader 1 cum bucket capacity (incl POL) | hour | 6 | 900
0053 | Tipper -5 Cum | tonne km | 4500 | 3
| Add 10 per cent of cost of carriage to cover cost of loading and unloading |  |  |  | 1350 | Percentage add-on; amount as printed
0055 | Smooth Wheeled Roller 8 to 10 tonne | hour | 3.9 | 300
0054 | Vibratory roller 8 to 10 tonne | hour | 3.9 | 600
0056 | Tandem Road Roller | hour | 3.9 | 1200
0128 | Mate | day | 0.84 | 617
0114 | Beldar | day | 14 | 558
0139 | Skilled Beldar (for floor rubbing etc.) | day | 5 | 617
Calculated W - SUM of the Amount column above
W as printed in the DAR |  |  |  |  | 1326832.12
Difference (calculated - printed)
SAY (Rs.) - final DAR rate as printed (fixed value, not computed) |  |  |  |  | 9294.35
16.59 | Manufacturing, supplying and fixing retro reflective sign boards made up of 2 mm thick aluminium sheet, face to be fully covered with high intensity encapsulated type heat activated retro reflective sheeting conforming to type - IV of ASTM-D
16.59.1 | Mandatory/ Regulatory sign boards of 900 mm diametre with support length of
Details of cost for 1 no ¦ Source: CivilDAR_2019_Vol_2.pdf, page 334
Code | Description | Unit | Quantity | Rate (Rs.) | Amount (Rs.) | Note
2704 | Aluminium Strip 40 mm wide and 2 mm thick | kilogram | 3.92 | 240
2302 | Carriage of G.I. sheet and accessories | tonne | 0.00392 | 92.24
8690 | High intensity retro - reflective sheet | sqm | 0.98 | 1300
10.2 | Rate as per item 10.2 - Structural steel work riveted, bolted or welded in built up sections, trusses and framed work, including cu... | kg | 21.67 | 101.75
0128 | Mate | day | 0.01 | 617
0114 | Beldar | day | 0.25 | 558
9999 | Cost of material for drilling holes, nut bolts & rivets, fabrication etc. | L.S. | 65 | 2
13.61.1 | Rate as per item 13.61.1 - Painting with synthetic enamel paint of approved brand and manufacture to give an even shade - Two or more... | sqm | 1.07 | 121.55
13.52.1 | Rate as per item 13.52.1 - Finishing with Epoxy paint (two or more coats) at all locations prepared and applied as per manufacturer's... | sqm | 0.636 | 189.75
9999 | Sundries and hold fast etc. | L.S. | 78 | 2
Calculated W - SUM of the Amount column above
W as printed in the DAR |  |  |  |  | 5102.49
Difference (calculated - printed)
SAY (Rs.) - final DAR rate as printed (fixed value, not computed) |  |  |  |  | 5996.95
16.59 | Manufacturing, supplying and fixing retro reflective sign boards made up of 2 mm thick aluminium sheet, face to be fully covered with high intensity encapsulated type heat activated retro reflective sheeting conforming to type - IV of ASTM-D
16.59.2 | Cautionary /warning sign boards of equilateral triangular shape having each side of 900 mm with support length of 3650 mm Details cost for 1 board of 0.35 sqm
Details of cost for 1 board ¦ Source: CivilDAR_2019_Vol_2.pdf, page 335
Code | Description | Unit | Quantity | Rate (Rs.) | Amount (Rs.) | Note
2704 | Aluminium Strip 40 mm wide and 2 mm thick | kilogram | 2.18 | 240
2302 | Carriage of G.I. sheet and accessories | tonne | 0.00218 | 92.24
8690 | High intensity retro - reflective sheet | sqm | 0.55 | 1300
10.2 | Rate as per item 10.2 - Structural steel work riveted, bolted or welded in built up sections, trusses and framed work, including cu... | kg | 21.05 | 101.75
0128 | Mate | day | 0.01 | 617
0114 | Beldar | day | 0.25 | 558
9999 | Cost of material for drilling holes, nut bolts & rivets, fabrication etc. | L.S. | 65 | 2
13.61.1 | Rate as per item 13.61.1 - Painting with synthetic enamel paint of approved brand and manufacture to give an even shade - Two or more... | sqm | 1.036 | 121.55
13.52.1 | Rate as per item 13.52.1 - Finishing with Epoxy paint (two or more coats) at all locations prepared and applied as per manufacturer's... | sqm | 0.35 | 189.75
9999 | Sundries & hold fast etc. | L.S. | 65 | 2
Calculated W - SUM of the Amount column above
W as printed in the DAR |  |  |  |  | 3978.25
Difference (calculated - printed)
SAY (Rs.) - final DAR rate as printed (fixed value, not computed) |  |  |  |  | 4533.85
16.60 | Manufacturing, supplying and fixing retro reflective overhead signage boards made up of 2 mm thick aluminium sheet, face to be fully covered with high intensity and encapsulated lens type heat activated retro reflective sheeting conforming to type - III of ASTM-D-4956-01 as approved by Engineer-in-charge, letters, borders etc. as per IRC : 67-2001 in silver white with blue colour back ground and with high intensity grade, pasted on substrate by pressure sensitive adhesive backing which shall be activated by applying pressure conforming to class II of ASTM-D-
16.60.1 | Overhead informatory road signage
Details of cost for 3.6 sqm ¦ Source: CivilDAR_2019_Vol_2.pdf, page 337
Code | Description | Unit | Quantity | Rate (Rs.) | Amount (Rs.) | Note
2704 | Aluminium Strip 40 mm wide and 2 mm thick | kilogram | 21.17 | 240
2302 | Carriage of G.I. sheet and accessories | tonne | 0.02117 | 92.24
8690 | High intensity retro - reflective sheet | sqm | 5.04 | 1300
0588 | Chromium plated Brass screws 25 mm | 100 Nos | 0.34 | 180
9999 | Hire charges of drill machine and sundries | L.S. | 52 | 2
9999 | Hoisting board | L.S. | 390 | 2
9999 | fixing retro reflective sheet | L.S. | 564.2 | 2
13.52.1 | Rate as per item 13.52.1 - Finishing with Epoxy paint (two or more coats) at all locations prepared and applied as per manufacturer's... | sqm | 3.6 | 189.75
Calculated W - SUM of the Amount column above
W as printed in the DAR |  |  |  |  | 14391.45
Difference (calculated - printed)
SAY (Rs.) - final DAR rate as printed (fixed value, not computed) |  |  |  |  | 5284.45
16.61 | Providing Retro-reflective regulatory sign board of size 900 mm dia meter made out of 2 mm thick aluminium sheet, face to be fully covered with high intensity encapsulated lens type retro -reflective sheeting as approved by Engineer-in- charge . Letter, symbols, borders etc. will be as per IRC - 67 with required colour scheme on the boards and with the high intensity grade A. The aluminium sheet to be riveted to M.S. frame of angle iron of size 40x40x4 mm. The boards will be fixed to 1 No. 50x50 mm square post made of M.S. angle 50x50x4 mm, 4 m long welded to the frame with adequate anti-theft arrangement .Sheet work to be painted with two or more coats of synthetic enamel paint over an under coat (primer) and back side of aluminium sheet to be painted with two or more coats of epoxy paint including appropriate priming coat complete in all respects as per direction of Engineer-in-charge.
Details of cost for 1 board ¦ Source: CivilDAR_2019_Vol_2.pdf, page 338
Code | Description | Unit | Quantity | Rate (Rs.) | Amount (Rs.) | Note
2704 | Aluminium Strip 40 mm wide and 2 mm thick | kilogram | 3.98 | 240
8690 | High intensity retro - reflective sheet | sqm | 0.98 | 1300
10.2 | Rate as per item 10.2 - Structural steel work riveted, bolted or welded in built up sections, trusses and framed work, including cu... | kg | 29.76 | 101.75
0128 | Mate | day | 0.01 | 617
0114 | Beldar | day | 0.25 | 558
9999 | Cost of material for drilling holes, nut bolts & rivets, facrication etc. @ 2% on ( X + Y + A). | L.S. | 70.23 | 2
13.61.1 | Rate as per item 13.61.1 - Painting with synthetic enamel paint of approved brand and manufacture to give an even shade - Two or more... | sqm | 1.09 | 121.55
13.52.1 | Rate as per item 13.52.1 - Finishing with Epoxy paint (two or more coats) at all locations prepared and applied as per manufacturer's... | sqm | 0.635 | 189.75
9999 | Sundries & hole fast etc, | L.S. | 31.2 | 2
Calculated W - SUM of the Amount column above
W as printed in the DAR |  |  |  |  | 5858.79
Difference (calculated - printed)
SAY (Rs.) - final DAR rate as printed (fixed value, not computed) |  |  |  |  | 6729.9
16.62 | Providing and applying 2.5 mm thick road marking strips (retro- reflective) of specified shade/ colour using hot thermoplastic material by fully/ semi automatic thermoplastic paint applicator machine fitted with profile shoe, glass beads dispenser, propane tank heater and profile shoe heater, driven by experienced operator on road surface including cost of material, labour, T&P, cleaning the road surface of all dirt, seals, oil, grease and foreign material etc. complete as per direction of Engineer-in-charge and accordance with applicable specifications.
Details of cost for 200 sqm ¦ Source: CivilDAR_2019_Vol_2.pdf, page 339
Code | Description | Unit | Quantity | Rate (Rs.) | Amount (Rs.) | Note
8687 | Thermoplastic paint | kg | 1050 | 65
8688 | Glass beads | kg | 50 | 70
0033 | Paint applicator. | day | 1 | 750
0083 | Hire charges of TATA 407 or equivalent for local shifting. | day | 1 | 1200
1241 | Commercial LPG in cylinder. | kg | 142 | 82
0157 | Operator (Pile/ Special machine) | day | 1 | 738
0139 | Skilled Beldar (for floor rubbing etc.) | day | 4 | 617
0114 | Beldar | day | 4 | 558
Calculated W - SUM of the Amount column above
W as printed in the DAR |  |  |  |  | 90782
Difference (calculated - printed)
SAY (Rs.) - final DAR rate as printed (fixed value, not computed) |  |  |  |  | 607.3
16.63 | Providing, laying and making kerb channel 30 cm wide and 50 mm thick with cement concrete 1:3:6 (1 cement: 3 coarse sand:6 graded stone aggregate 20 mm nominal size) over 75mm bed of dry brick ballast 40 mm nominal size, well rammed and consolidated and grouted with fine sand, including finishing the top smooth etc. complete and as per direction of Engineer-in-charge.
Details of cost for 10 sqm ¦ Source: CivilDAR_2019_Vol_2.pdf, page 340
Code | Description | Unit | Quantity | Rate (Rs.) | Amount (Rs.) | Note
0287 | Brick Aggregate (Single size) : 40 mm nominal size | cum | 1 | 650
2260 | Carriage of Brick aggregate | cum | 1 | 112.79
6501 | Sand zone V (Jamuna) | cum | 0.08 | 1225
2335 | Carriage of Jamuna sand | cum | 0.08 | 103.77
0114 | Beldar | day | 0.35 | 558
0115 | Coolie | day | 0.26 | 558
0101 | Bhisti | day | 0.18 | 617
4.1.6 | Rate as per item 4.1.6 - Providing and laying in position cement concrete of specified grade excluding the cost of centering and shu... | cum | 0.5 | 6126.25
Calculated W - SUM of the Amount column above
W as printed in the DAR |  |  |  |  | 4383.66
Difference (calculated - printed)
SAY (Rs.) - final DAR rate as printed (fixed value, not computed) |  |  |  |  | 483
16.64 | Providing and laying 75 mm thick compacted bed of dry brick aggregate of 40 mm thick nominal size including spreading, well ramming, consolidating and grouting with jamuna sand, including finishing smooth etc. complete as per direction of Engineer-in-charge.
Details of cost for 10 sqm ¦ Source: CivilDAR_2019_Vol_2.pdf, page 341
Code | Description | Unit | Quantity | Rate (Rs.) | Amount (Rs.) | Note
0287 | Brick Aggregate (Single size) : 40 mm nominal size | cum | 1 | 650
2260 | Carriage of Brick aggregate | cum | 1 | 112.79
6501 | Sand zone V (Jamuna) | cum | 0.08 | 1225
2335 | Carriage of Jamuna sand | cum | 0.08 | 103.77
0114 | Beldar | day | 0.35 | 558
0115 | Coolie | day | 0.26 | 558
0101 | Bhisti | day | 0.18 | 617
Calculated W - SUM of the Amount column above
W as printed in the DAR |  |  |  |  | 1320.53
Difference (calculated - printed)
SAY (Rs.) - final DAR rate as printed (fixed value, not computed) |  |  |  |  | 176.7
16.65 | Providing and fixing post delineators made of ABS round body fitted with 2 nos 100 mm dia high reflective reflectors and mounted on MS pipe of 65 mm dia duly powder coated anti-rust and anti theft steel to be installed as per direction of Engineer-in-charge.
Details of cost for 1 no ¦ Source: CivilDAR_2019_Vol_2.pdf, page 342
Code | Description | Unit | Quantity | Rate (Rs.) | Amount (Rs.) | Note
8685 | Delineator | each | 1 | 300
9999 | Fixing materials. | L.S. | 78 | 2
9999 | Fixing charges. | L.S. | 39 | 2
Calculated W - SUM of the Amount column above
W as printed in the DAR |  |  |  |  | 534
Difference (calculated - printed)
SAY (Rs.) - final DAR rate as printed (fixed value, not computed) |  |  |  |  | 714.45
16.66 | Excavating holes upto 0.10 cum, including getting out the excavated soil, then returning the soil as deported in layers not exceeding 20 cm in depth, including consolidating and deposited layer by ramming watering etc., disposing of surplus excavated soil as directed with in a lead of 50 mm and lift upto 1.5 m.
16.66.1 | All kind of soil
Details of cost for 30 holes ¦ Source: CivilDAR_2019_Vol_2.pdf, page 342
Code | Description | Unit | Quantity | Rate (Rs.) | Amount (Rs.) | Note
2.8.1 | Rate as per item 2.8.1 - Earth work in excavation by mechanical means (Hydraulic excavator) / manual means in foundation trenches or... | cum | 3 | 252.3
9999 | Sundries | L.S. | 13.52 | 2
Calculated W - SUM of the Amount column above
W as printed in the DAR |  |  |  |  | 783.94
Difference (calculated - printed)
SAY (Rs.) - final DAR rate as printed (fixed value, not computed) |  |  |  |  | 26.45
16.67 | Providing and fixing at or near ground level factory made RCC pavement slab of M-30 grade of size 450x450x50 mm, including reinforcement with 6 mm dia M.S. bars 4 nos on each side, including setting in position in footpath to the required level and line over a bed of 20 mm average thick cement mortar 1:5 (1 cement : 5 coarse sand), having joint thickness not more than 5mm except on curve, including filling of joints with same cement mortar and making grooves etc. complete as per direction of Engineer-in-charge.
Details of cost for 10 sqm ¦ Source: CivilDAR_2019_Vol_2.pdf, page 343
Code | Description | Unit | Quantity | Rate (Rs.) | Amount (Rs.) | Note
8694 | Precast pavement slab 450 x 450 x 50 mm (M - 30) | each | 48 | 135
9977 | Carriage of slab. | L.S. | 52 | 2
3.10 | Rate as per item 3.10 - Cement mortar 1:5 (1 cement : 5 coarse sand) | cum | 0.25 | 3658.1
0155 | Mason (average) | day | 1.1 | 709
0100 | Bandhani | day | 1.1 | 617
0114 | Beldar | day | 0.55 | 558
0101 | Bhisti | day | 0.27 | 617
9999 | Sundries | L.S. | 10.79 | 2
Calculated W - SUM of the Amount column above
W as printed in the DAR |  |  |  |  | 9452.2
Difference (calculated - printed)
SAY (Rs.) - final DAR rate as printed (fixed value, not computed) |  |  |  |  | 1264.65
16.68 | Providing and laying 60mm thick faciory made cement concrete interlocking paver block of M -30 grade made by block making machine with strong vibratory compaction, of approved size, design & shape, laid in required colour and pattern over and including 50mm thick compacted bed of coarse sand, filling the joints with line sand etc. all complete as per the direction of Engineer-in-charge.
Details of cost for 10 sqm ¦ Source: CivilDAR_2019_Vol_2.pdf, page 343
Code | Description | Unit | Quantity | Rate (Rs.) | Amount (Rs.) | Note
8689 | Interlocking C.C. paver block ( 60 mm thick, M-30) | sqm | 10 | 400
0982 | Coarse sand (zone III) | cum | 0.5 | 1350
2203 | Carriage of Coarse sand | cum | 0.5 | 103.77
0983 | Fine sand (zone IV) | cum | 0.15 | 900
2203 | Carriage of fine sand | cum | 0.15 | 103.77
0123 | Mason (brick layer) 1st class | day | 0.5 | 738
0124 | Mason (brick layer) 2nd class | day | 0.5 | 679
0114 | Beldar | day | 1 | 558
0115 | Coolie | day | 0.5 | 558
Calculated W - SUM of the Amount column above
W as printed in the DAR |  |  |  |  | 6422.95
Difference (calculated - printed)
SAY (Rs.) - final DAR rate as printed (fixed value, not computed) |  |  |  |  | 859.35
16.69 | Providing and laying at or near ground level factory made kerb stone of M-25 grade cement concrete in position to the required line, level and curvature, jointed with cement mortar 1:3 (1 cement: 3 coarse sand), including making joints with or without grooves (thickness of joints except at sharp curve shall not to more than 5mm), including making drainage opening wherever required complete etc. as per direction of Engineer-in-charge (length of finished kerb edging shall be measured for payment). (Precast C.C. kerb stone shall be approved by Engineer- in-charge).
Details of cost for 7.5 cum ¦ Source: CivilDAR_2019_Vol_2.pdf, page 344
Code | Description | Unit | Quantity | Rate (Rs.) | Amount (Rs.) | Note
8686 | Precast C.C. Kerb stone M - | 25 cum | 7.41 | 5500
3.8 | Rate as per item 3.8 - Cement mortar 1:3 (1 cement : 3 coarse sand) | cum | 0.073 | 4664.55
0123 | Mason (brick layer) 1st class | day | 2.5 | 738
0124 | Mason (brick layer) 2nd class | day | 2.5 | 679
0114 | Beldar | day | 2.5 | 558
0115 | Coolie | day | 1.65 | 558
Calculated W - SUM of the Amount column above
W as printed in the DAR |  |  |  |  | 46953.71
Difference (calculated - printed)
SAY (Rs.) - final DAR rate as printed (fixed value, not computed) |  |  |  |  | 8376.15
16.70 | Providing and fixing G.I. chain link fabric fencing of required width in mesh size 50x50 mm including strengthening with 2 mm dia wire or nuts, bolts and washers as required complete as per the direction of Engineer-in-charge.
16.70.1 | Made of G.I. wire of dia 4 mm
Details of cost for 10 sqm ¦ Source: CivilDAR_2019_Vol_2.pdf, page 345
Code | Description | Unit | Quantity | Rate (Rs.) | Amount (Rs.) | Note
8695 | Chain link fabric fencing mesh of size 50x50 mm made of G.I. wire of dia 4 mm | sqm | 10.5 | 280
9977 | Carriage. | L.S. | 156 | 2
0103 | Blacksmith 2nd class | day | 2.14 | 679
0114 | Beldar | day | 1.62 | 558
9999 | Sundries including G.I. wire, nuts and bolts and warshers. | L.S. | 174.75 | 2
Calculated W - SUM of the Amount column above
W as printed in the DAR |  |  |  |  | 5958.52
Difference (calculated - printed)
SAY (Rs.) - final DAR rate as printed (fixed value, not computed) |  |  |  |  | 797.2
16.70 | Providing and fixing G.I. chain link fabric fencing of required width in mesh size 50x50 mm including strengthening with 2 mm dia wire or nuts, bolts and washers as required complete as per the direction of Engineer-in-charge.
16.70.2 | Made of G.I. wire of dia. 4 mm, PVC coated to achieve outer dia not less than 5 mm in required colour and shade
Details of cost for 10 sqm ¦ Source: CivilDAR_2019_Vol_2.pdf, page 346
Code | Description | Unit | Quantity | Rate (Rs.) | Amount (Rs.) | Note
8696 | Chain link fabric fencing mesh of size 50x50 mm made of G.I. wire of dia 4 mm, PVC coated to outer dia 5 mm | sqm | 10.5 | 300
9977 | Carriage. | L.S. | 156 | 2
0103 | Blacksmith 2nd class | day | 2.14 | 679
0114 | Beldar | day | 1.62 | 558
9999 | Sundries including G.I. wire, nuts and bolts and warshers. | L.S. | 174.75 | 2
Calculated W - SUM of the Amount column above
W as printed in the DAR |  |  |  |  | 6168.52
Difference (calculated - printed)
SAY (Rs.) - final DAR rate as printed (fixed value, not computed) |  |  |  |  | 825.3
16.71 | Providing and fixing G.I. chain link fabric fencing of required width in mesh size 25x25 mm made of G.I. wire of dia 3 mm including strengthening with 2 mm dia wire or nuts, bolts and washers as required complete as per the direction of Engineer-in-charge.
Details of cost for 10 sqm ¦ Source: CivilDAR_2019_Vol_2.pdf, page 346
Code | Description | Unit | Quantity | Rate (Rs.) | Amount (Rs.) | Note
8697 | Chain link fabric fencing mesh of size 25x25 mm made of G.I. wire of dia 3 mm | sqm | 10.5 | 360
9977 | Carriage. | L.S. | 156 | 2
0103 | Blacksmith 2nd class | day | 2.14 | 679
0114 | Beldar | day | 1.62 | 558
9999 | Sundries including G.I. wire, nuts and bolts and warshers. | L.S. | 174.75 | 2
Calculated W - SUM of the Amount column above
W as printed in the DAR |  |  |  |  | 6798.52
Difference (calculated - printed)
SAY (Rs.) - final DAR rate as printed (fixed value, not computed) |  |  |  |  | 909.6
16.72 | Supplying and stacking of hard stone (for stone pitching) 22.5 cm thick at site.
Details of cost for 2.25 cum ¦ Source: CivilDAR_2019_Vol_2.pdf, page 347
Code | Description | Unit | Quantity | Rate (Rs.) | Amount (Rs.) | Note
1158 | Stone for pitching 15 cm x 22.5 cm | cum | 2.25 | 600
2215 | Carriage of Soling stone & masonary stone | cum | 2.25 | 122.08
Calculated W - SUM of the Amount column above
W as printed in the DAR |  |  |  |  | 1624.68
Difference (calculated - printed)
SAY (Rs.) - final DAR rate as printed (fixed value, not computed) |  |  |  |  | 966.1
16.73 | Dry stone pitching 22.5 cm thick laid in courses and required profile with hammer dressed stones having no side less than 15 cm, with minimum depth of 20 cm including preparing the bedding surface etc. all complete. (Payment for Stone to be made separately).
Details of cost for 10 sqm ¦ Source: CivilDAR_2019_Vol_2.pdf, page 347
Code | Description | Unit | Quantity | Rate (Rs.) | Amount (Rs.) | Note
0123 | Mason (brick layer) 1st class | day | 1.08 | 738
0124 | Mason (brick layer) 2nd class | day | 1.08 | 679
0114 | Beldar | day | 2.15 | 558
0115 | Coolie | day | 1.61 | 558
9999 | Sundries | L.S. | 6.76 | 2
Calculated W - SUM of the Amount column above
W as printed in the DAR |  |  |  |  | 3641.96
Difference (calculated - printed)
SAY (Rs.) - final DAR rate as printed (fixed value, not computed) |  |  |  |  | 487.25
16.74 | 75 mm thick back filling for pitching including supplying of required materials and consolidation etc. complete with :
16.74.1 | Moorum
Details of cost for 100 sqm ¦ Source: CivilDAR_2019_Vol_2.pdf, page 348
Code | Description | Unit | Quantity | Rate (Rs.) | Amount (Rs.) | Note
0810 | Moorum | cum | 7.5 | 500
2265 | Carriage of Moorum | cum | 7.5 | 103.77
0114 | Beldar | day | 1.64 | 558
0101 | Bhisti | day | 0.13 | 617
Calculated W - SUM of the Amount column above
W as printed in the DAR |  |  |  |  | 5523.61
Difference (calculated - printed)
SAY (Rs.) - final DAR rate as printed (fixed value, not computed) |  |  |  |  | 73.9
16.74 | 75 mm thick back filling for pitching including supplying of required materials and consolidation etc. complete with :
16.74.2 | Stone aggregate 20 mm nominal size
Details of cost for 100 sqm ¦ Source: CivilDAR_2019_Vol_2.pdf, page 348
Code | Description | Unit | Quantity | Rate (Rs.) | Amount (Rs.) | Note
0295 | Stone Aggregate (Single size) : 20 mm nominal size | cum | 7.5 | 1350
2202 | Carriage of Stone aggregate below 40 mm nominal size | cum | 7.5 | 103.77
0114 | Beldar | day | 2.05 | 558
0101 | Bhisti | day | 0.13 | 617
Calculated W - SUM of the Amount column above
W as printed in the DAR |  |  |  |  | 12127.39
Difference (calculated - printed)
SAY (Rs.) - final DAR rate as printed (fixed value, not computed) |  |  |  |  | 162.25
16.74 | 75 mm thick back filling for pitching including supplying of required materials and consolidation etc. complete with :
16.74.3 | Stone aggregate 40 mm nominal size
Details of cost for 100 sqm ¦ Source: CivilDAR_2019_Vol_2.pdf, page 349
Code | Description | Unit | Quantity | Rate (Rs.) | Amount (Rs.) | Note
0293 | Stone Aggregate (Single size) : 40 mm nominal size | cum | 7.5 | 1300
2206 | Carriage of Stone aggregate 40 mm nominal size and above | cum | 7.5 | 112.79
0114 | Beldar | day | 2.05 | 558
0101 | Bhisti | day | 0.13 | 617
Calculated W - SUM of the Amount column above
W as printed in the DAR |  |  |  |  | 11820.04
Difference (calculated - printed)
SAY (Rs.) - final DAR rate as printed (fixed value, not computed) |  |  |  |  | 158.15
16.75 | Providing and laying C.C. pavement of mix M-25 with ready mixed concrete from batching plant. The ready mixed concrete shall be laid and finished with screed board vibrator , vacuum dewatering process and finally finished by floating, brooming with wire brush etc. complete as per specifications and directions of Engineer-in-charge. (The panel shuttering work shall be paid for separately). (Note:- Cement content considered in this item is @ 330 kg/cum. Excess/less cement used as per design mix is payable/ recoverable separately).
Details of cost for 1 cum ¦ Source: CivilDAR_2019_Vol_2.pdf, page 349
Code | Description | Unit | Quantity | Rate (Rs.) | Amount (Rs.) | Note
5.37.1 | Rate as per item 5.37.1 - Providing and laying in position ready mixed M-25 grade concrete for reinforced cement concrete work, using... | cum | 1 | 8398.65
9999 | Operational charges for vacuum dewatering system i/c screed vibration, placing of filter mat , top mat, vacuum process, floating , troweling, Brooming etc. | L.S. | 57.2 | 2
9999 | T& P charges i/c consumable power charges, loading , unloading and hire charges of equipments | L.S. | 41.6 | 2
Calculated W - SUM of the Amount column above
W as printed in the DAR |  |  |  |  | 8596.25
Difference (calculated - printed)
SAY (Rs.) - final DAR rate as printed (fixed value, not computed) |  |  |  |  | 8663.05
16.76 | Deduct for using of M-20 grade concrete instead of M-25 grade concrete in C.C. pavement.
Details of cost for 1 cum ¦ Source: CivilDAR_2019_Vol_2.pdf, page 350
Code | Description | Unit | Quantity | Rate (Rs.) | Amount (Rs.) | Note
0367 | Portland Cement (OPC-43 grade) | tonne | 0.027 | 4940
2209 | Carriage of Cement | tonne | 0.027 | 92.24
7318 | Plasticizer / super plasticizer | kilogram | 0.135 | 36
Calculated W - SUM of the Amount column above
W as printed in the DAR |  |  |  |  | 140.73
Difference (calculated - printed)
SAY (Rs.) - final DAR rate as printed (fixed value, not computed) |  |  |  |  | 188.3
16.77 | Scarifying the existing bituminous road surface to a depth of 50 mm and disposal of scarified material within all lifts and lead upto 1km (by mechanical means).
Details of cost for 100 sqm ¦ Source: CivilDAR_2019_Vol_2.pdf, page 351
Code | Description | Unit | Quantity | Rate (Rs.) | Amount (Rs.) | Note
0128 | Mate | day | 0.01 | 617
0114 | Beldar | day | 0.25 | 558
0038 | Tractor with ripper attachment. | day | 0.01 | 1200
0014 | Front end loader capacity 1.00 cum | day | 0.025 | 6000
0017 | Hire and running charges of tipper | day | 0.02875 | 1700
Calculated W - SUM of the Amount column above
W as printed in the DAR |  |  |  |  | 356.55
Difference (calculated - printed)
SAY (Rs.) - final DAR rate as printed (fixed value, not computed) |  |  |  |  | 4.75
16.78 | Construction of granular sub-base by providing close graded Material conforming to specifications, mixing in a mechanical mix plant at OMC, carriage of mixed
16.78.1 | With material conforming to Grade-I (size range 75 mm to 0.075 mm) having CBR Value-30
Details of cost for 225 cum ¦ Source: CivilDAR_2019_Vol_2.pdf, page 351
Code | Description | Unit | Quantity | Rate (Rs.) | Amount (Rs.) | Note
0292 | Stone Aggregate (Single size) : 50 mm nominal size | cum | 72 | 1000
0297 | Stone Aggregate (Single size) : 10 mm nominal size | cum | 72 | 1350
2206 | Carriage of Stone aggregate 40 mm nominal size and above | cum | 72 | 112.79
2202 | Carriage of Stone aggregate below 40 mm nominal size | cum | 72 | 103.77
1179 | Crushed stone 2.36 mm to 12.5 mm size | cum | 57 | 900
2202 | Carriage of Stone aggregate below 40 mm nominal size | cum | 57 | 103.77
2903 | Stone chippings/ screenings 4.75 mm nominal size | cum | 43.2 | 1400
2904 | Stone chippings/ screenings 150 micron nominal size | cum | 43.2 | 1400
2203 | Carriage of Coarse sand | cum | 86.4 | 103.77
0059 | Wet Mix Plant 60 TPH | hour | 6 | 800
0070 | Generator 100 KVA/125 KVA | hour | 6 | 250
0057 | Water Tanker 5 to 6 KL capacity | hour | 4.5 | 150
0052 | Front end loader 1 cum bucket capacity (incl POL) | hour | 6 | 900
0053 | Tipper -5 Cum | tonne km | 4500 | 3
| Add 10 per cent of cost of carriage to cover cost of loading and unloading |  |  |  | 1350 | Percentage add-on; amount as printed
0050 | Motor Grader 3.35 metre blade | hour | 6 | 2450
0054 | Vibratory roller 8 to 10 tonne | hour | 6 | 600
0128 | Mate | day | 0.4 | 617
0139 | Skilled Beldar (for floor rubbing etc.) | day | 2 | 617
0114 | Beldar | day | 8 | 558
Calculated W - SUM of the Amount column above
W as printed in the DAR |  |  |  |  | 423402.74
Difference (calculated - printed)
SAY (Rs.) - final DAR rate as printed (fixed value, not computed) |  |  |  |  | 2517.7
16.78 | Construction of granular sub-base by providing close graded Material conforming to specifications, mixing in a mechanical mix plant at OMC, carriage of mixed
16.78.2 | With material conforming to Grade-II (size range 53 mm to 0.075 mm ) having CBR Value-25
Details of cost for 225 cum ¦ Source: CivilDAR_2019_Vol_2.pdf, page 352
Code | Description | Unit | Quantity | Rate (Rs.) | Amount (Rs.) | Note
0294 | Stone Aggregate (Single size) : 25 mm nominal size | cum | 50.4 | 1350
0297 | Stone Aggregate (Single size) : 10 mm nominal size | cum | 50.4 | 1350
2202 | Carriage of Stone aggregate below 40 mm nominal size | cum | 100.8 | 103.77
1179 | Crushed stone 2.36 mm to 12.5 mm size | cum | 72 | 900
2202 | Carriage of Stone aggregate below 40 mm nominal size | cum | 72 | 103.77
2903 | Stone chippings/ screenings 4.75 mm nominal size | cum | 57.6 | 1400
2904 | Stone chippings/ screenings 150 micron nominal size | cum | 57.6 | 1400
2203 | Carriage of Coarse sand | cum | 115.2 | 103.77
0059 | Wet Mix Plant 60 TPH | hour | 6 | 800
0070 | Generator 100 KVA/125 KVA | hour | 6 | 250
0057 | Water Tanker 5 to 6 KL capacity | hour | 4.5 | 150
0052 | Front end loader 1 cum bucket capacity (incl POL) | hour | 6 | 900
0053 | Tipper -5 Cum | tonne km | 4500 | 3
| Add 10 per cent of cost of carriage to cover cost of loading and unloading |  |  |  | 1350 | Percentage add-on; amount as printed
0050 | Motor Grader 3.35 metre blade | hour | 6 | 2450
0054 | Vibratory roller 8 to 10 tonne | hour | 6 | 600
0128 | Mate | day | 0.4 | 617
0139 | Skilled Beldar (for floor rubbing etc.) | day | 2 | 617
0114 | Beldar | day | 8 | 558
Calculated W - SUM of the Amount column above
W as printed in the DAR |  |  |  |  | 443515.56
Difference (calculated - printed)
SAY (Rs.) - final DAR rate as printed (fixed value, not computed) |  |  |  |  | 2637.3
16.78 | Construction of granular sub-base by providing close graded Material conforming to specifications, mixing in a mechanical mix plant at OMC, carriage of mixed
16.78.3 | With material conforming to Grade-III (size range 26.5 mm to 0.075 mm ) having CBR Value-20
Details of cost for 225 cum ¦ Source: CivilDAR_2019_Vol_2.pdf, page 353
Code | Description | Unit | Quantity | Rate (Rs.) | Amount (Rs.) | Note
1179 | Crushed stone 2.36 mm to 12.5 mm size | cum | 100.8 | 900
2202 | Carriage of Stone aggregate below 40 mm nominal size | cum | 100.8 | 103.77
1179 | Crushed stone 2.36 mm to 12.5 mm size | cum | 36 | 900
2202 | Carriage of Stone aggregate below 40 mm nominal size | cum | 36 | 103.77
2903 | Stone chippings/ screenings 4.75 mm nominal size | cum | 75.6 | 1400
2904 | Stone chippings/ screenings 150 micron nominal size | cum | 75.6 | 1400
2203 | Carriage of Coarse sand | cum | 151.2 | 103.77
0059 | Wet Mix Plant 60 TPH | hour | 6 | 800
0070 | Generator 100 KVA/125 KVA | hour | 6 | 250
0057 | Water Tanker 5 to 6 KL capacity | hour | 4.5 | 150
0052 | Front end loader 1 cum bucket capacity (incl POL) | hour | 6 | 900
0053 | Tipper -5 Cum | tonne km | 4500 | 3
| Add 10 per cent of cost of carriage to cover cost of loading and unloading |  |  |  | 1350 | Percentage add-on; amount as printed
0050 | Motor Grader 3.35 metre blade | hour | 6 | 2450
0054 | Vibratory roller 8 to 10 tonne | hour | 6 | 600
0128 | Mate | day | 0.4 | 617
0139 | Skilled Beldar (for floor rubbing etc.) | day | 2 | 617
0114 | Beldar | day | 8 | 558
Calculated W - SUM of the Amount column above
W as printed in the DAR |  |  |  |  | 416155.56
Difference (calculated - printed)
SAY (Rs.) - final DAR rate as printed (fixed value, not computed) |  |  |  |  | 2474.6
16.79 | Providing, laying, spreading and compacting graded stone aggregate (size range 53 mm to 0.075 mm ) to wet mix macadam (WMM) specification including premixing the material with water at OMC in for all leads & lifts, laying in uniform layers with mechanical paverfinisher in sub- base / base course on well prepared surface and compacting with vibratory roller of 8 to 10 tonne capacity to achievethe desired density, complete as per specifications and directions of Engineer-in-Charge.
Details of cost for 225 cum ¦ Source: CivilDAR_2019_Vol_2.pdf, page 355
Code | Description | Unit | Quantity | Rate (Rs.) | Amount (Rs.) | Note
0292 | Stone Aggregate (Single size) : 50 mm nominal size | cum | 22.275 | 1000
0293 | Stone Aggregate (Single size) : 40 mm nominal size | cum | 22.275 | 1300
0294 | Stone Aggregate (Single size) : 25 mm nominal size | cum | 22.275 | 1350
0295 | Stone Aggregate (Single size) : 20 mm nominal size | cum | 22.275 | 1350
2206 | Carriage of Stone aggregate 40 mm nominal size and above | cum | 44.55 | 112.79
2202 | Carriage of Stone aggregate below 40 mm nominal size | cum | 44.55 | 103.77
0294 | Stone Aggregate (Single size) : 25 mm nominal size | cum | 29.7 | 1350
0295 | Stone Aggregate (Single size) : 20 mm nominal size | cum | 29.7 | 1350
1179 | Crushed stone 2.36 mm to 12.5 mm size | cum | 59.4 | 900
2202 | Carriage of Stone aggregate below 40 mm nominal size | cum | 118.8 | 103.77
2903 | Stone chippings/ screenings 4.75 mm nominal size | cum | 44.55 | 1400
2904 | Stone chippings/ screenings 150 micron nominal size | cum | 44.55 | 1400
2203 | Carriage of Coarse sand | cum | 89.1 | 103.77
0059 | Wet Mix Plant 60 TPH | hour | 6.6 | 800
0070 | Generator 100 KVA/125 KVA | hour | 6 | 250
0057 | Water Tanker 5 to 6 KL capacity | hour | 3 | 150
0052 | Front end loader 1 cum bucket capacity (incl POL) | hour | 6 | 900
0053 | Tipper -5 Cum | tonne km | 4950 | 3
| Add 10 per cent of cost of carriage to cover cost of loading and unloading |  |  |  | 1485 | Percentage add-on; amount as printed
0065 | Paver finisher Mechanical 100 TPH | hour | 6 | 800
0054 | Vibratory roller 8 to 10 tonne | hour | 3.9 | 600
0128 | Mate | day | 0.48 | 617
0139 | Skilled Beldar (for floor rubbing etc.) | day | 2 | 617
0114 | Beldar | day | 10 | 558
Calculated W - SUM of the Amount column above
W as printed in the DAR |  |  |  |  | 444201.69
Difference (calculated - printed)
SAY (Rs.) - final DAR rate as printed (fixed value, not computed) |  |  |  |  | 2641.4
16.80 | Construction of dry lean cement concrete sub base over a prepared sub-grade with coarse and fine aggregate conforming to IS:383, the size of coarse aggregate not exceeding 25 mm, aggregate cement ratio not to exceed 15:1, aggregate gradation after blending to be as per specifications, cement content not to be less than 150 Kg/cum, optimum moisture content to be determined during trial length construction, concrete strength not to be less than 10 Mpa at 7 days, mixed in a batching plant, transported to site, for all leads & lifts, laid with a mechanical paver, compacting with 8-10 tonne vibratory roller, finishing and curing etc. complete as per direction of Engineer-in- charge.
Details of cost for 450 cum ¦ Source: CivilDAR_2019_Vol_2.pdf, page 356
Code | Description | Unit | Quantity | Rate (Rs.) | Amount (Rs.) | Note
0294 | Stone Aggregate (Single size) : 25 mm nominal size | cum | 202.5 | 1350
0296 | Stone Aggregate (Single size) : 12.5 mm nominal size | cum | 202.5 | 1350
0982 | Coarse sand (zone III) | cum | 203 | 1350
0367 | Portland Cement (OPC-43 grade) | tonne | 67.5 | 4940
2202 | Carriage of Stone aggregate below 40 mm nominal size | cum | 405 | 103.77
2203 | Carriage of Coarse sand | cum | 203 | 103.77
2209 | Carriage of Cement | tonne | 67.5 | 92.24
0052 | Front end loader 1 cum bucket capacity (incl POL) | hour | 6 | 900
0066 | Batching and Mixing Plant @ 75 cum per hour | hour | 6 | 2400
0069 | Generator 250 KVA | hour | 6 | 350
0065 | Paver finisher Mechanical 100 TPH | hour | 6 | 800
0054 | Vibratory roller 8 to 10 tonne | hour | 8 | 600
0057 | Water Tanker 5 to 6 KL capacity | hour | 8 | 150
0053 | Tipper -5 Cum | tonne km | 9900 | 3
| Add 10 per cent of cost of carriage to cover cost of loading and unloading |  |  |  | 2970 | Percentage add-on; amount as printed
0128 | Mate | day | 1.12 | 617
0139 | Skilled Beldar (for floor rubbing etc.) | day | 6 | 617
0114 | Beldar | day | 22 | 558
Calculated W - SUM of the Amount column above
W as printed in the DAR |  |  |  |  | 1305607.4
Difference (calculated - printed)
SAY (Rs.) - final DAR rate as printed (fixed value, not computed) |  |  |  |  | 3881.85
16.81 | Providing and erecting 2.00 metre high temporary barricading at site; each panel of size 2.50mx2.00m made of 40x40x6mm angle iron or 50x50x3mm hollow MS tube posts/horizontal members/bracings covered with 1.63mm thick MS sheet. The sheet shall be fixed with 30x5mm MS flat by suitable welding/riveting. The panels shall be made so that gap of 50cm above the ground is available making overall height as 2.5m. MS channel ISLC 75 @ 5.70 kg/m, 50cm long shall be provided at the bottom having oval shaped holes of size 50x25mm at both ends with 50cm long MS angle 40x40x6mm bracing. Suitable arrangement shall be made to fix the barricading to avoid from overturning by providing 250mm long expansion fasteners at both ends. The work shall be executed as per drawing/ direction of Engineer-in-Charge which includes writing and painting, arrangement for traffic diversion such as traffic signals during
construction at site for day and
Details of cost for 2.5 metre ¦ Source: CivilDAR_2019_Vol_2.pdf, page 357
Code | Description | Unit | Quantity | Rate (Rs.) | Amount (Rs.) | Note
16.81X | Rate as per item 16.81X - Rate as per Sub Analysis No.16.81X metre 2.50 43.15 107.88 | metre | 2.5 | 43.15
16.81Y | Rate as per item 16.81Y - Rate as per Sub Analysis No.16.81Y metre 2.50 1308.80 3272.00 | metre | 2.5 | 1308.8
13.50.3 | Rate as per item 13.50.3 - Applying priming coat - With ready mixed red oxide zinc chromate primer of approved brand and manufacture o... | sqm | 11 | 50.7
13.61.1 | Rate as per item 13.61.1 - Painting with synthetic enamel paint of approved brand and manufacture to give an even shade - Two or more... | sqm | 11 | 121.55
Calculated W - SUM of the Amount column above
W as printed in the DAR |  |  |  |  | 5274.63
Difference (calculated - printed)
SAY (Rs.) - final DAR rate as printed (fixed value, not computed) |  |  |  |  | 2566.7
16.81X | Rate as per Sub Analysis No.16.81X metre 2.50 43.15 107.88
Details of cost for 2.5 meter ¦ Source: CivilDAR_2019_Vol_2.pdf, page 358
Code | Description | Unit | Quantity | Rate (Rs.) | Amount (Rs.) | Note
1013 | Mild steel sheets for tanks | quintal | 0.672 | 4600
1007 | Structurals such as tees,angles channels and R.S. joists | quintal | 0.717 | 4600
1007 | Structurals such as tees, angles channels and R.S. joists | quintal | 0.0599 | 4600
1008 | Flats upto 10 mm in thickness | quintal | 0.1134 | 4500
2205 | Carriage of Steel | tonne | 0.156 | 92.24
Calculated W - SUM of the Amount column above
W as printed in the DAR |  |  |  |  | not printed | This item prints no W (rate table or sub-analysis).
SAY (Rs.) - final DAR rate as printed (fixed value, not computed) |  |  |  |  | 43.15
16.81Y | Rate as per Sub Analysis No.16.81Y metre 2.50 1308.80 3272.00
Details of cost for 1 meter ¦ Source: CivilDAR_2019_Vol_2.pdf, page 359
Code | Description | Unit | Quantity | Rate (Rs.) | Amount (Rs.) | Note
1215 | Welding by electric plant | cm | 165 | 2
0102 | Blacksmith 1st class | day | 0.115 | 738
0103 | Blacksmith 2nd class | day | 0.115 | 679
0100 | Bandhani | day | 0.11 | 617
0114 | Beldar | day | 0.83 | 558
9999 | Sundries | L.S. | 12.1 | 2
0116 | Fitter (grade 1) | day | 0.41 | 738
0103 | Blacksmith 2nd class | day | 0.54 | 679
0100 | Bandhani | day | 0.7 | 617
0114 | Beldar | day | 0.54 | 558
0139 | Skilled Beldar (for floor rubbing etc.) | day | 0.81 | 617
9999 | Sundries | L.S. | 12.1 | 2
| re-erection etc. |  |  |  | 297.46 | Percentage add-on; amount as printed
Calculated W - SUM of the Amount column above
W as printed in the DAR |  |  |  |  | not printed | This item prints no W (rate table or sub-analysis).
SAY (Rs.) - final DAR rate as printed (fixed value, not computed) |  |  |  |  | 1308.8
16.82 | Taking out existing kerb stones of all types from footpath/ central verge, including removal of mortar etc., disposal of unserviceable material to the dumping ground, for which payment shall be made separately and stacking of serviceable material within 50 metre lead as per direction of Engineer-in-Charge.
Details of cost for 100 meter ¦ Source: CivilDAR_2019_Vol_2.pdf, page 360
Code | Description | Unit | Quantity | Rate (Rs.) | Amount (Rs.) | Note
0114 | Beldar | day | 0.75 | 558
0115 | Coolie | day | 3 | 558
9999 | Sundries | L.S. | 2 | 2
Calculated W - SUM of the Amount column above
W as printed in the DAR |  |  |  |  | 2096.5
Difference (calculated - printed)
SAY (Rs.) - final DAR rate as printed (fixed value, not computed) |  |  |  |  | 28.05
16.83 | Taking out existing CC interlocking paver blocks from footpath/ central verge, including removal of rubbish etc., disposal of unserviceable material to the dumping ground, for which payment shall be made separately and stacking of serviceable material within 50 metre lead as per direction of Engineer-in-Charge.
Details of cost for 10 sqm ¦ Source: CivilDAR_2019_Vol_2.pdf, page 360
Code | Description | Unit | Quantity | Rate (Rs.) | Amount (Rs.) | Note
0114 | Beldar | day | 0.25 | 558
0115 | Coolie | day | 1 | 558
9999 | Sundries | L.S. | 2.7 | 2
Calculated W - SUM of the Amount column above
W as printed in the DAR |  |  |  |  | 702.9
Difference (calculated - printed)
SAY (Rs.) - final DAR rate as printed (fixed value, not computed) |  |  |  |  | 94.05
16.84 | Laying old cement cocrete interlocking paver blocks of any design/ shape laid in required line, level, curvature, colour and pattern over and including 50 mm thick compacted bed of coarse sand, filling the joints with fine sand etc. all complete as per the direction of Engineer-in-charge. (Old CC paver blocks shall be supplied by the department free of cost).
Details of cost for 10 sqm ¦ Source: CivilDAR_2019_Vol_2.pdf, page 361
Code | Description | Unit | Quantity | Rate (Rs.) | Amount (Rs.) | Note
0982 | Coarse sand (zone III) | cum | 0.5 | 1350
2203 | Carriage of Coarse sand | cum | 0.5 | 103.77
0983 | Fine sand (zone IV) | cum | 0.15 | 900
2261 | Carriage of Fine sand (1 part badarpur sand : 2 parts jamuna sand) | cum | 0.15 | 103.77
0123 | Mason (brick layer) 1st class | day | 0.5 | 738
0124 | Mason (brick layer) 2nd class | day | 0.5 | 679
0114 | Beldar | day | 1 | 558
0115 | Coolie | day | 0.5 | 558
Calculated W - SUM of the Amount column above
W as printed in the DAR |  |  |  |  | 2422.95
Difference (calculated - printed)
SAY (Rs.) - final DAR rate as printed (fixed value, not computed) |  |  |  |  | 324.2
16.85 | Laying at or near ground level old kerb stones of all types in position to the required line, level and curvature, jointed with cement mortar 1:3 (1 cement : 3 coarse sand), including making joints with or without grooves (thickness of joints, except at sharp curve, shall not be more than 5 mm), including making drainage opening wherever required etc. complete as per direction of Engineer-in-charge. (Length of finished kerb edging shall be measured for payment). (Old kerb stones shall be supplied by the department free of cost)
Details of cost for 100 meter ¦ Source: CivilDAR_2019_Vol_2.pdf, page 361
Code | Description | Unit | Quantity | Rate (Rs.) | Amount (Rs.) | Note
3.8 | Rate as per item 3.8 - Cement mortar 1:3 (1 cement : 3 coarse sand) | cum | 0.073 | 4664.55
0123 | Mason (brick layer) 1st class | day | 2.5 | 738
0124 | Mason (brick layer) 2nd class | day | 2.5 | 679
0114 | Beldar | day | 2.5 | 558
0115 | Coolie | day | 1.65 | 558
Calculated W - SUM of the Amount column above
W as printed in the DAR |  |  |  |  | 6198.71
Difference (calculated - printed)
SAY (Rs.) - final DAR rate as printed (fixed value, not computed) |  |  |  |  | 82.95
16.86 | Providing and laying gang saw cut 18 mm thick, mirror polished pre moulded and pre polished machine cut granite stone of required size and shape of approved shade, colour and texture in footpath, flooring cut granite stone of required size and shape of approved shade, colour and texture in footpath, flooring in road side plazas and similar locations, laid over 20mm thick base of cement mortar 1:4 (1cement : 4 coarse sand) including grouting the joints with white cement mixed with matching pigment, epoxy touch ups etc. complete as per direction of Engineer-in-Charge.
16.86.1 | With granite stone of area less than 0.50 sqm.
Details of cost for 0.5 sqm ¦ Source: CivilDAR_2019_Vol_2.pdf, page 362
Code | Description | Unit | Quantity | Rate (Rs.) | Amount (Rs.) | Note
7295 | Granite of any colour, 18 mm thick (slab area upto 0.50 sqm) | sqm | 0.525 | 1600
3.9 | Rate as per item 3.9 - Cement mortar 1:4 (1 cement : 4 coarse sand) | cum | 0.012 | 4010.35
0123 | Mason (brick layer) 1st class | day | 0.56 | 738
0114 | Beldar | day | 0.05 | 558
0115 | Coolie | day | 0.05 | 558
9999 | Sundries | L.S. | 17.6 | 2
Calculated W - SUM of the Amount column above
W as printed in the DAR |  |  |  |  | 1392.4
Difference (calculated - printed)
SAY (Rs.) - final DAR rate as printed (fixed value, not computed) |  |  |  |  | 3725.9
16.87 | Providing and laying gang saw cut 30 mm thick, mirror polished pre moulded and pre polished machine cut granite stone of required size and shape of approved shade, colour and texture in footpath, flooring in road side plazas and similar locations, laid over 20mm thick base of cement mortar 1:4 (1 cement : 4 coarse sand) including grouting the joints with white cement mixed with matching pigment, epoxy touch ups etc. complete as per direction of Engineer-in-Charge.
16.87.1 | With granite stone of area less than 0.50 sqm.
Details of cost for 0.5 sqm ¦ Source: CivilDAR_2019_Vol_2.pdf, page 363
Code | Description | Unit | Quantity | Rate (Rs.) | Amount (Rs.) | Note
7296 | Granite stone slab 30mm thick | sqm | 0.525 | 1800
3.9 | Rate as per item 3.9 - Cement mortar 1:4 (1 cement : 4 coarse sand) | cum | 0.012 | 4010.35
0123 | Mason (brick layer) 1st class | day | 0.56 | 738
0114 | Beldar | day | 0.05 | 558
0115 | Coolie | day | 0.05 | 558
9999 | Sundries | L.S. | 17.6 | 2
Calculated W - SUM of the Amount column above
W as printed in the DAR |  |  |  |  | 1497.4
Difference (calculated - printed)
SAY (Rs.) - final DAR rate as printed (fixed value, not computed) |  |  |  |  | 4006.85
16.88 | Providing and laying matt finished vitrified tile of size 100x100x16mm having water absorption less than 0.5% and conforming to IS: 15622 of approved make in all colours and shades in out door floors such as footpath, court yard multi models etc., laid on 20mm thick base of cement mortar 1:4 (1cement : 4 coarse sand) in all shapes & patterns including grouting the joints with white cement mixed with matching pigments etc. complete as direction of Engineer-in-Charge.
Details of cost for 1 sqm ¦ Source: CivilDAR_2019_Vol_2.pdf, page 363
Code | Description | Unit | Quantity | Rate (Rs.) | Amount (Rs.) | Note
7895 | Matt finished vitrified tile 100x100 x 16mm | sqm | 1 | 1000
9977 | Sundries | L.S. | 6.24 | 2
3.9 | Rate as per item 3.9 - Cement mortar 1:4 (1 cement : 4 coarse sand) | cum | 0.024 | 4010.35
9999 | Sundries | L.S. | 3.64 | 2
0367 | Portland Cement (OPC-43 grade) | tonne | 0.0033 | 4940
0123 | Mason (brick layer) 1st class | day | 0.2 | 738
0115 | Coolie | day | 0.2 | 558
9999 | Sundries | L.S. | 26.91 | 2
Calculated W - SUM of the Amount column above
W as printed in the DAR |  |  |  |  | 1445.33
Difference (calculated - printed)
SAY (Rs.) - final DAR rate as printed (fixed value, not computed) |  |  |  |  | 1933.75
16.89 | Providing and laying matt finished vitrified tile of size 300x300x9.8mm having with water absorption less than 0.5% and conforming to IS: 15622 of approved make in all colours and shades in for outdoor floors such as footpath, court yard, multi modals location etc., laid on 20mm thick base of cement mortar 1:4 (1 cement : 4 coarse sand) in all shapes & patterns including grouting the joints with white cement mixed with matching pigments etc. complete as per direction of Engineer- in-Charge.
Details of cost for 1 sqm ¦ Source: CivilDAR_2019_Vol_2.pdf, page 364
Code | Description | Unit | Quantity | Rate (Rs.) | Amount (Rs.) | Note
7896 | Vitrified tile | sqm | 1 | 500
9977 | Sundries | L.S. | 6.24 | 2
3.9 | Rate as per item 3.9 - Cement mortar 1:4 (1 cement : 4 coarse sand) | cum | 0.024 | 4010.35
9999 | Sundries | L.S. | 3.64 | 2
0367 | Portland Cement (OPC-43 grade) | tonne | 0.0033 | 4940
0123 | Mason (brick layer) 1st class | day | 0.2 | 738
0115 | Coolie | day | 0.2 | 558
9999 | Sundries | L.S. | 26.91 | 2
Calculated W - SUM of the Amount column above
W as printed in the DAR |  |  |  |  | 945.33
Difference (calculated - printed)
SAY (Rs.) - final DAR rate as printed (fixed value, not computed) |  |  |  |  | 1264.8
16.90 | Providing and laying tactile tile (for vision impaired persons as per standards) of size 300x300x9.8mm having with water absorption less than 0.5% and conforming to IS:15622 of approved make in all colours and shades in for outdoor floors such as footpath, court yard, multi modals location etc., laid on 20mm thick base of cement mortar 1:4 (1 cement : 4 coarse sand) in all shapes & patterns including grouting the joints with white cement mixed with matching pigments etc. complete as per direction of Engineer-in-Charge.
Details of cost for 1 sqm ¦ Source: CivilDAR_2019_Vol_2.pdf, page 365
Code | Description | Unit | Quantity | Rate (Rs.) | Amount (Rs.) | Note
7893 | Tactile tile | sqm | 1 | 1000
9977 | Carriage | L.S. | 6.24 | 2
3.9 | Rate as per item 3.9 - Cement mortar 1:4 (1 cement : 4 coarse sand) | cum | 0.024 | 4010.35
9999 | Sundries | L.S. | 3.64 | 2
0367 | Portland Cement (OPC-43 grade) | tonne | 0.0033 | 4940
0123 | Mason (brick layer) 1st class | day | 0.2 | 738
0115 | Coolie | day | 0.2 | 558
9999 | Sundries | L.S. | 26.91 | 2
Calculated W - SUM of the Amount column above
W as printed in the DAR |  |  |  |  | 1445.33
Difference (calculated - printed)
SAY (Rs.) - final DAR rate as printed (fixed value, not computed) |  |  |  |  | 1933.75
16.91 | Providing and laying factory made chamfered edge Cement Concrete paver blocks in footpath, parks, lawns, drive ways or light traffic parking etc, of required strength, thickness & size/ shape, made by table vibratory method using PU mould, laid in required colour & pattern over 50mm thick compacted bed of sand, compacting and proper embedding/laying of inter locking paver blocks into the sand bedding layer through vibratory compaction by using plate vibrator, filling the joints with sand and cutting of paver blocks as per required size and pattern, finishing and sweeping extra sand. complete all as per direction of Engineer-in- Charge.
16.91.1 | 60mm thick cement concrete paver block of M-35 grade with approved colour, design & pattern.
Details of cost for 10 sqm ¦ Source: CivilDAR_2019_Vol_2.pdf, page 365
Code | Description | Unit | Quantity | Rate (Rs.) | Amount (Rs.) | Note
7773 | Coloured inter locking C.C. paver Block | sqm | 10 | 450
0983 | Fine sand (zone IV) | cum | 0.5 | 900
2261 | Carriage of Fine sand (1 part badarpur sand : 2 parts jamuna sand) | cum | 0.65 | 103.77
0123 | Mason (brick layer) 1st class | day | 0.5 | 738
0124 | Mason (brick layer) 2nd class | day | 0.5 | 679
0114 | Beldar | day | 1 | 558
0115 | Coolie | day | 0.5 | 558
9999 | Sundries | L.S. | 25 | 2
Calculated W - SUM of the Amount column above
W as printed in the DAR |  |  |  |  | 6612.95
Difference (calculated - printed)
SAY (Rs.) - final DAR rate as printed (fixed value, not computed) |  |  |  |  | 884.75
16.91 | Providing and laying factory made chamfered edge Cement Concrete paver blocks in footpath, parks, lawns, drive ways or light traffic parking etc, of required strength, thickness & size/ shape, made by table vibratory method using PU mould, laid in required colour & pattern over 50mm thick compacted bed of sand, compacting and proper embedding/laying of inter locking paver blocks into the sand bedding layer through vibratory compaction by using plate vibrator, filling the joints with sand and cutting of paver blocks as per required size and pattern, finishing and sweeping extra sand. complete all as per direction of Engineer-in- Charge.
16.91.2 | 80 mm thick C.C. paver block of M-30 grade with approved color design and pattern.
Details of cost for 10 sqm ¦ Source: CivilDAR_2019_Vol_2.pdf, page 366
Code | Description | Unit | Quantity | Rate (Rs.) | Amount (Rs.) | Note
8785 | Interlocking C.C. paver block (80 mm thick, M-30) | sqm | 10 | 470
0982 | Coarse sand (zone 111) (10 x 0.050 = 0.50 cum ) | cum | 0.5 | 1350
2203 | Carriage of Coarse sand | cum | 0.5 | 103.77
0983 | Fine sand (zone IV) | cum | 0.15 | 900
2261 | Carriage of Fine sand | cum | 0.15 | 103.77
0123 | Mason (brick layer) 1st class | day | 0.5 | 738
0124 | Mason (brick layer) 2nd class | day | 0.5 | 679
0114 | Beldar | day | 1 | 558
0115 | Coolie | day | 0.5 | 558
Calculated W - SUM of the Amount column above
W as printed in the DAR |  |  |  |  | 7122.95
Difference (calculated - printed)
SAY (Rs.) - final DAR rate as printed (fixed value, not computed) |  |  |  |  | 953
16.92 | Providing and fixing 10x10x7.50 cm Granite stone block hand cut and chisel dressed on top, for paving in floors, drains etc. laid over 20mm thick base mortar 1:4 (1 cement : 4 coarse sand) with joints 10mm wide filled with same mortar including ruled pointing etc. complete as per direction of engineer-in-charge.
Details of cost for 10 sqm ¦ Source: CivilDAR_2019_Vol_2.pdf, page 367
Code | Description | Unit | Quantity | Rate (Rs.) | Amount (Rs.) | Note
7774 | Stone size 10x10x7.50cm | each | 827 | 10
3.9 | Rate as per item 3.9 - Cement mortar 1:4 (1 cement : 4 coarse sand) | cum | 0.434 | 4010.35
0367 | Portland Cement (OPC-43 grade) | tonne | 0.02 | 4940
0124 | Mason (brick layer) 2nd class | day | 1.08 | 679
0114 | Beldar | day | 0.25 | 558
0115 | Coolie | day | 1.62 | 558
0101 | Bhisti | day | 0.27 | 617
13.33.1 | Rate as per item 13.33.1 - Pointing on stone work with cement mortar 1:3 (1 cement : 3 fine sand) - Flush/ Ruled pointing | sqm | 10 | 285.4
Calculated W - SUM of the Amount column above
W as printed in the DAR |  |  |  |  | 14906.66
Difference (calculated - printed)
SAY (Rs.) - final DAR rate as printed (fixed value, not computed) |  |  |  |  | 1897.95
16.93 | Providing and placing in position 100 mm thick factory made machine batched & machine mixed Precast RCC Rectangular Covers on drains of footpath of various sizes, of M-25 grade cement concrete for RCC work, including cost of centering, shuttering, reinforcement of 8 mm dia TMT bars of Fe 500 grade @ maximum 100mm c/c on both ways , neat cement punning on finished surface, properly encased on all edges with 1.6 mm thick , 100 mm wide MS sheet duly painted over priming coat , reinforcement to be welded at edges with MS sheet and providing 2 Nos. 12 mm dia bar for hooks etc i/c cost of cartage, all leads & lift, handling at site etc. all complete as per direction of Engineer-in-Charge.
Details of cost for 0.6 sqm ¦ Source: CivilDAR_2019_Vol_2.pdf, page 367
Code | Description | Unit | Quantity | Rate (Rs.) | Amount (Rs.) | Note
5.33.1 | Rate as per item 5.33.1 - Providing and laying in position machine batched and machine mixed design mix M-25 grade cement concrete fo... | cum | 0.06 | 7997.3
5.22.6 | Rate as per item 5.22.6 - Steel reinforcement for R.C.C. work including straightening, cutting, bending, placing in position and bind... | Kg | 4.59 | 83.5
10.22 | Rate as per item 10.22 - Welding by gas or electric plant including transportation of plant at site etc. complete | cm | 82 | 3.35
1013 | Mild steel sheets for tanks | quintal | 0.0477 | 4600
13.61.1 | Rate as per item 13.61.1 - Painting with synthetic enamel paint of approved brand and manufacture to give an even shade - Two or more... | sqm | 0.38 | 121.55
13.18 | Rate as per item 13.18 - Neat cement punning | sqm | 0.6 | 62.75
Calculated W - SUM of the Amount column above
W as printed in the DAR |  |  |  |  | 1441.06
Difference (calculated - printed)
SAY (Rs.) - final DAR rate as printed (fixed value, not computed) |  |  |  |  | 2525.35
16.94 | Providing & making Gabion structure with Mechanically Woven Double Twisted Hexagonal Shaped Wire mesh Gabion Boxes as per IS 16014:2012,MORTH Clause
Details of cost for 2 cum ¦ Source: CivilDAR_2019_Vol_2.pdf, page 368
Code | Description | Unit | Quantity | Rate (Rs.) | Amount (Rs.) | Note
8576 | Crates made of Mesh type 10x12 (D=100 mm) Zn coated. (Mesh wire diameter 3.00 mm). | sqm | 11 | 190
7753 | Stone boulder with least dimension 200mm | cum | 2 | 850
0128 | Mate | day | 0.1 | 617
0125 | Mason (for plain stone work) 2nd class | day | 0.5 | 679
0114 | Beldar | day | 1.5 | 558
Calculated W - SUM of the Amount column above
W as printed in the DAR |  |  |  |  | 5028.2
Difference (calculated - printed)
SAY (Rs.) - final DAR rate as printed (fixed value, not computed) |  |  |  |  | 3363.7
16.95 | Providing & making Gabion structure with Mechanically Woven Double Twisted Hexagonal Shaped Wire mesh Gabion Boxes as per IS 16014:2012,MORTH Clause
Details of cost for 2 cum ¦ Source: CivilDAR_2019_Vol_2.pdf, page 369
Code | Description | Unit | Quantity | Rate (Rs.) | Amount (Rs.) | Note
8577 | Crates made of Mesh type 10x12 (D=100 mm) Zn+PVC coated. Mesh wire diameter 2.70/3.70 mm (ID/OD). | sqm | 11 | 220
7753 | Stone boulder with least dimension 200mm | cum | 2 | 850
0128 | Mate | day | 0.1 | 617
0125 | Mason (for plain stone work) 2nd class | day | 0.5 | 679
0114 | Beldar | day | 1.5 | 558
Calculated W - SUM of the Amount column above
W as printed in the DAR |  |  |  |  | 5358.2
Difference (calculated - printed)
SAY (Rs.) - final DAR rate as printed (fixed value, not computed) |  |  |  |  | 3584.45
16.96 | Providing & making Gabion structure with Mechanically Woven Double Twisted Hexagonal Shaped Wire mesh Gabion Boxes as per IS 16014:2012,MORTH Clause
Details of cost for 2 cum ¦ Source: CivilDAR_2019_Vol_2.pdf, page 370
Code | Description | Unit | Quantity | Rate (Rs.) | Amount (Rs.) | Note
8578 | Crates made of Mesh type 10x12 (D=100 mm) Zn+10% Al alloy + PVC coated. Mesh wire diameter 2.70/ 3.70 mm (ID/OD). | sqm | 11 | 290
7753 | Stone boulder with least dimension 200mm | cum | 2 | 850
0128 | Mate | day | 0.1 | 617
0125 | Mason (for plain stone work) 2nd class | day | 0.5 | 679
0114 | Beldar | day | 1.5 | 558
Calculated W - SUM of the Amount column above
W as printed in the DAR |  |  |  |  | 6128.2
Difference (calculated - printed)
SAY (Rs.) - final DAR rate as printed (fixed value, not computed) |  |  |  |  | 4099.55

## 17_Sanitary_Installations
SUB-HEAD 17: SANITARY INSTALLATIONS
228 priced items. Amount and Calculated W are live Excel formulas (Quantity x Rate, SUM); the printed W and SAY are the DAR's own figures. Edit any Quantity or Rate and the item's calculated W recalculates.
17.1 | Providing and fixing water closet squatting pan (Indian type W.C. pan ) with 100 mm sand cast Iron P or S trap, 10 litre low level white P.V.C. flushing cistern, including flush pipe, with manually controlled device (handle lever) conforming to IS : 7231, with all fittings and fixtures complete, including cutting and making good the walls and floors wherever required:
17.1.1 | White Vitreous china Orissa pattern W.C. pan of size 580x440 mm with integral type foot rests
Details of cost for 1 pan ¦ Source: CivilDAR_2019_Vol_2.pdf, page 374
Code | Description | Unit | Quantity | Rate (Rs.) | Amount (Rs.) | Note
1954 | Vitreous china orrisa type w.c. pan size 580 mm | each | 1 | 1200
7358 | Flushing Cistern P.V.C. 10 lts capacity (low level) (White) (with fittings, accessories and flush pipe) | each | 1 | 575
1896 | 100 mm S.C.I. trap with vent heel | each | 1 | 320
9999 | Cement, sand and grit etc. | L.S. | 26.91 | 2
9977 | Carriage of materials | L.S. | 26.91 | 2
0116 | Fitter (grade 1) | day | 1.25 | 738
0123 | Mason (brick layer) 1st class | day | 0.5 | 738
0114 | Beldar | day | 1 | 558
Calculated W - SUM of the Amount column above
W as printed in the DAR |  |  |  |  | 4052.14
Difference (calculated - printed)
SAY (Rs.) - final DAR rate as printed (fixed value, not computed) |  |  |  |  | 5421.5
17.1 | Providing and fixing water closet squatting pan (Indian type W.C. pan ) with 100 mm sand cast Iron P or S trap, 10 litre low level white P.V.C. flushing cistern, including flush pipe, with manually controlled device (handle lever) conforming to IS : 7231, with all fittings and fixtures complete, including cutting and making good the walls and floors wherever required:
17.1.2 | Stainless Steel AISI-304(18/8) Orissa pattern W.C. pan of size 585x480 mm with flush pipe and integrated type foot rests
Details of cost for 1 pan ¦ Source: CivilDAR_2019_Vol_2.pdf, page 374
Code | Description | Unit | Quantity | Rate (Rs.) | Amount (Rs.) | Note
7805 | Salem Stainless steel AISI - 304 (18/8) Orrisa pattern W.C. pan 724mm X 578mm | each | 1 | 4500
7358 | Flushing Cistern P.V.C. 10 lts capacity (low level) (White) (with fittings, accessories and flush pipe) | each | 1 | 575
1896 | 100 mm S.C.I. trap with vent heel | each | 1 | 320
9999 | Cement, sand and grit etc. | L.S. | 26.91 | 2
9977 | Carriage of materials | L.S. | 26.91 | 2
0116 | Fitter (grade 1) | day | 1.25 | 738
0123 | Mason (brick layer) 1st class | day | 0.5 | 738
0114 | Beldar | day | 1 | 558
Calculated W - SUM of the Amount column above
W as printed in the DAR |  |  |  |  | 7352.14
Difference (calculated - printed)
SAY (Rs.) - final DAR rate as printed (fixed value, not computed) |  |  |  |  | 9836.7
17.2 | Providing and fixing white vitreous china pedestal type water closet (European type W.C. pan) with seat and lid, 10 litre low level white P.V.C. flushing cistern, including flush pipe, with manually controlled device (handle lever), conforming to IS : 7231, with all fittings and fixtures complete, including cutting and making good the walls and floors wherever required :
17.2.1 | W.C. pan with ISI marked white solid plastic seat and lid
Details of cost for 1 pan ¦ Source: CivilDAR_2019_Vol_2.pdf, page 375
Code | Description | Unit | Quantity | Rate (Rs.) | Amount (Rs.) | Note
1875 | White plastic seat (solid)with lid C.P.brass hinges and rubber buffers | each | 1 | 400
1955 | Vitreous china pedestal type water closet | each | 1 | 1000
7358 | Flushing Cistern P.V.C. 10 lts capacity (low level) (White) (with fittings, accessories and flush pipe) | each | 1 | 575
9999 | Cement, sand and grit etc. | L.S. | 26.91 | 2
9977 | Carriage of materials | L.S. | 26.91 | 2
0116 | Fitter (grade 1) | day | 1.25 | 738
0123 | Mason (brick layer) 1st class | day | 0.5 | 738
0114 | Beldar | day | 1 | 558
Calculated W - SUM of the Amount column above
W as printed in the DAR |  |  |  |  | 3932.14
Difference (calculated - printed)
SAY (Rs.) - final DAR rate as printed (fixed value, not computed) |  |  |  |  | 5260.95
17.2 | Providing and fixing white vitreous china pedestal type water closet (European type W.C. pan) with seat and lid, 10 litre low level white P.V.C. flushing cistern, including flush pipe, with manually controlled device (handle lever), conforming to IS : 7231, with all fittings and fixtures complete, including cutting and making good the walls and floors wherever required :
17.2.2 | W.C. pan with ISI marked black solid plastic seat and lid
Details of cost for 1 pan ¦ Source: CivilDAR_2019_Vol_2.pdf, page 376
Code | Description | Unit | Quantity | Rate (Rs.) | Amount (Rs.) | Note
1876 | Black plastic seat (solid) with lid C.P.brass hinges and rubber buffers | each | 1 | 310
1955 | Vitreous china pedestal type water closet | each | 1 | 1000
7358 | Flushing Cistern P.V.C. 10 lts capacity (low level) (White) (with fittings, accessories and flush pipe) | each | 1 | 575
9999 | Cement, sand and grit etc. | L.S. | 26.91 | 2
9977 | Carriage of materials | L.S. | 26.91 | 2
0116 | Fitter (grade 1) | day | 1.25 | 738
0123 | Mason (brick layer) 1st class | day | 0.5 | 738
0114 | Beldar | day | 1 | 558
Calculated W - SUM of the Amount column above
W as printed in the DAR |  |  |  |  | 3842.14
Difference (calculated - printed)
SAY (Rs.) - final DAR rate as printed (fixed value, not computed) |  |  |  |  | 5140.55
17.3 | Providing and fixing white vitreous china pedestal type water closet (European type) with seat and lid, 10 litre low level white vitreous china flushing cistern & C.P. flush bend with fittings & C.I. brackets, 40 mm flush bend, overflow arrangement with specials of standard make and mosquito proof coupling of approved municipal design complete, including painting of fittings and brackets, cutting and making good the walls and floors wherever required :
17.3.1 | W.C. pan with ISI marked white solid plastic seat and lid
Details of cost for 1 pan ¦ Source: CivilDAR_2019_Vol_2.pdf, page 376
Code | Description | Unit | Quantity | Rate (Rs.) | Amount (Rs.) | Note
1875 | White plastic seat (solid)with lid C.P.brass hinges and rubber buffers | each | 1 | 400
1955 | Vitreous china pedestal type water closet | each | 1 | 1000
7006 | Vitreous china 10 litres low level cistern with fittings | each | 1 | 1240
9999 | Overflow arrangement and specials for oveflow pipe | L.S. | 62.79 | 2
1350 | Mosquito proof coupling of approved design | each | 1 | 30
9999 | Plugs ,screws etc. | L.S. | 13.52 | 2
9999 | Red lead, white lead and gaskit | L.S. | 16.12 | 2
9999 | Cement, sand and grit etc. | L.S. | 26.91 | 2
9977 | Carriage of materials | L.S. | 26.91 | 2
0116 | Fitter (grade 1) | day | 1 | 738
0123 | Mason (brick layer) 1st class | day | 1 | 738
0114 | Beldar | day | 1 | 558
Calculated W - SUM of the Amount column above
W as printed in the DAR |  |  |  |  | 4996.5
Difference (calculated - printed)
SAY (Rs.) - final DAR rate as printed (fixed value, not computed) |  |  |  |  | 6685
17.3 | Providing and fixing white vitreous china pedestal type water closet (European type) with seat and lid, 10 litre low level white vitreous china flushing cistern & C.P. flush bend with fittings & C.I. brackets, 40 mm flush bend, overflow arrangement with specials of standard make and mosquito proof coupling of approved municipal design complete, including painting of fittings and brackets, cutting and making good the walls and floors wherever required :
17.3.2 | W.C. pan with ISI marked black solid plastic seat and lid
Details of cost for 1 pan ¦ Source: CivilDAR_2019_Vol_2.pdf, page 377
Code | Description | Unit | Quantity | Rate (Rs.) | Amount (Rs.) | Note
1876 | Black plastic seat (solid) with lid C.P.brass hinges and rubber buffers | each | 1 | 310
1955 | Vitreous china pedestal type water closet | each | 1 | 1000
7006 | Vitreous china 10 litres low level cistern with fittings | each | 1 | 1240
9999 | Overflow arrangement and specials for oveflow pipe | L.S. | 62.79 | 2
1350 | Mosquito proof coupling of approved design | each | 1 | 30
9999 | Plugs, screws etc. | L.S. | 13.52 | 2
9999 | Red lead, white lead and gaskit | L.S. | 16.12 | 2
9999 | Cement, sand and grit etc. | L.S. | 26.91 | 2
9977 | Carriage of materials | L.S. | 26.91 | 2
0116 | Fitter (grade 1) | day | 1 | 738
0123 | Mason (brick layer) 1st class | day | 1 | 738
0114 | Beldar | day | 1 | 558
Calculated W - SUM of the Amount column above
W as printed in the DAR |  |  |  |  | 4906.5
Difference (calculated - printed)
SAY (Rs.) - final DAR rate as printed (fixed value, not computed) |  |  |  |  | 6564.6
17.4 | Providing and fixing white vitreous china flat back or wall corner type lipped front urinal basin of 430x260x350 mm and 340x410x265 mm sizes respectively with automatic flushing cistern with standard flush pipe and C.P. brass spreaders with brass unions and G.I clamps complete, including painting of fittings and brackets, cutting and making good the walls and floors wherever required :
17.4.1 | One urinal basin with 5 litre white P.V.C. automatic flushing cistern
Details of cost for 1 no ¦ Source: CivilDAR_2019_Vol_2.pdf, page 378
Code | Description | Unit | Quantity | Rate (Rs.) | Amount (Rs.) | Note
1913 | Vitreous china lipped front urinal | each | 1 | 460
7359 | P.V.C. automatic flushing cistern 5 lts capacity | each | 1 | 470
7375 | G.I. flush pipe and C.P. brass spreader including C.P. connecting pipe Single lipped urinal | each | 1 | 445
9999 | Red lead, white lead and gaskit | L.S. | 13.52 | 2
9999 | Plugs ,screws etc. | L.S. | 13.52 | 2
9999 | Cement, sand and grit etc. | L.S. | 13.52 | 2
9999 | Painting of fittings etc. | L.S. | 39 | 2
9977 | Carriage of materials | L.S. | 26.91 | 2
0116 | Fitter (grade 1) | day | 0.88 | 738
0123 | Mason (brick layer) 1st class | day | 0.88 | 738
0114 | Beldar | day | 1.5 | 558
Calculated W - SUM of the Amount column above
W as printed in the DAR |  |  |  |  | 3723.82
Difference (calculated - printed)
SAY (Rs.) - final DAR rate as printed (fixed value, not computed) |  |  |  |  | 4982.25
17.4 | Providing and fixing white vitreous china flat back or wall corner type lipped front urinal basin of 430x260x350 mm and 340x410x265 mm sizes respectively with automatic flushing cistern with standard flush pipe and C.P. brass spreaders with brass unions and G.I clamps complete, including painting of fittings and brackets, cutting and making good the walls and floors wherever required :
17.4.2 | Range of two urinal basins with 5 litre white P.V.C. automatic flushing cistern
Details of cost for 1 no ¦ Source: CivilDAR_2019_Vol_2.pdf, page 378
Code | Description | Unit | Quantity | Rate (Rs.) | Amount (Rs.) | Note
1913 | Vitreous china lipped front urinal | each | 2 | 460
7359 | P.V.C. automatic flushing cistern 5 lts capacity | each | 1 | 470
7376 | G.I. flush pipe and C.P. brass spreader including C.P. connecting pipe Range of two lipped urinals | each | 1 | 765
9999 | Red lead, white lead and gaskit | L.S. | 20.28 | 2
9999 | Plugs ,screws etc. | L.S. | 20.28 | 2
9999 | Cement, sand and grit etc. | L.S. | 20.28 | 2
9999 | Painting of fittings etc. | L.S. | 39 | 2
9977 | Carriage of materials | L.S. | 26.91 | 2
0116 | Fitter (grade 1) | day | 1.5 | 738
0123 | Mason (brick layer) 1st class | day | 1.5 | 738
0114 | Beldar | day | 2 | 558
Calculated W - SUM of the Amount column above
W as printed in the DAR |  |  |  |  | 5738.5
Difference (calculated - printed)
SAY (Rs.) - final DAR rate as printed (fixed value, not computed) |  |  |  |  | 7677.75
17.4 | Providing and fixing white vitreous china flat back or wall corner type lipped front urinal basin of 430x260x350 mm and 340x410x265 mm sizes respectively with automatic flushing cistern with standard flush pipe and C.P. brass spreaders with brass unions and G.I clamps complete, including painting of fittings and brackets, cutting and making good the walls and floors wherever required :
17.4.3 | Range of three urinal basins with 10litre white P.V.C. automatic flushing cistern
Details of cost for 1 no ¦ Source: CivilDAR_2019_Vol_2.pdf, page 379
Code | Description | Unit | Quantity | Rate (Rs.) | Amount (Rs.) | Note
1913 | Vitreous china lipped front urinal | each | 3 | 460
7361 | P.V.C. automatic flushing cistern 10 lts capacity | each | 1 | 510
7377 | G.I. flush pipe and C.P. brass spreader including C.P. connecting pipe Range of three lipped urinals | each | 1 | 1050
9999 | Red lead, white lead and gaskit | L.S. | 33.67 | 2
9999 | Plugs ,screws etc. | L.S. | 33.67 | 2
9999 | Cement, sand and grit etc. | L.S. | 33.67 | 2
9999 | Painting of fittings etc. | L.S. | 39 | 2
9977 | Carriage of materials | L.S. | 40.3 | 2
0116 | Fitter (grade 1) | day | 2 | 738
0123 | Mason (brick layer) 1st class | day | 2 | 738
0114 | Beldar | day | 3 | 558
Calculated W - SUM of the Amount column above
W as printed in the DAR |  |  |  |  | 7926.62
Difference (calculated - printed)
SAY (Rs.) - final DAR rate as printed (fixed value, not computed) |  |  |  |  | 10605.3
17.4 | Providing and fixing white vitreous china flat back or wall corner type lipped front urinal basin of 430x260x350 mm and 340x410x265 mm sizes respectively with automatic flushing cistern with standard flush pipe and C.P. brass spreaders with brass unions and G.I clamps complete, including painting of fittings and brackets, cutting and making good the walls and floors wherever required :
17.4.4 | Range of four urinal basins with 10 litre white P.V.C. automatic flushing cistern
Details of cost for 1 no ¦ Source: CivilDAR_2019_Vol_2.pdf, page 380
Code | Description | Unit | Quantity | Rate (Rs.) | Amount (Rs.) | Note
1913 | Vitreous china lipped front urinal | each | 4 | 460
7361 | P.V.C. automatic flushing cistern 10 lts capacity | each | 1 | 510
7378 | G.I. flush pipe and C.P. brass spreader including C.P. connecting pipe Range of four lipped urinals | each | 1 | 1430
9999 | Red lead, white lead and gaskit | L.S. | 53.82 | 2
9999 | Plugs ,screws etc. | L.S. | 53.82 | 2
9999 | Cement, sand and grit etc. | L.S. | 53.82 | 2
9999 | Painting of fittings etc. | L.S. | 39 | 2
9977 | Carriage of materials | L.S. | 53.82 | 2
0116 | Fitter (grade 1) | day | 3 | 738
0123 | Mason (brick layer) 1st class | day | 3 | 738
0114 | Beldar | day | 4 | 558
Calculated W - SUM of the Amount column above
W as printed in the DAR |  |  |  |  | 10948.56
Difference (calculated - printed)
SAY (Rs.) - final DAR rate as printed (fixed value, not computed) |  |  |  |  | 14648.5
17.5 | Providing and fixing white vitreous china flat back half stall urinal of size 580x380x350 mm with white PVC automatic flushing cistern, with fittings, standard size C.P. brass flush pipe, spreaders with unions and clamps (all in C.P. brass) with waste fitting as per IS : 2556, C.I. trap with outlet grating and other couplings in C.P. brass, including painting of fittings and cutting and making good the walls and floors wherever required :
17.5.1 | Single half stall urinal with 5 litre P.V.C. automatic flushing cistern
Details of cost for 1 no ¦ Source: CivilDAR_2019_Vol_2.pdf, page 380
Code | Description | Unit | Quantity | Rate (Rs.) | Amount (Rs.) | Note
7379 | White vitreous china clay half stall urinal flat back 580x380x350 mm or angle back 450x375x350 mm with waste fittings as per IS : | 2556 each | 1 | 865
7359 | P.V.C. automatic flushing cistern 5 lts capacity | each | 1 | 470
1532 | Flush pipe with union spreaders and clamps all in C.P. brass for single stall | each | 1 | 270
1891 | C.I. trap for standard urinal with vent arm with operating and other couplings in C.P.brass: 50 mm dia | each | 1 | 170
9999 | Red lead, white lead and gaskit | L.S. | 17.55 | 2
9999 | Cement, sand and grit etc. | L.S. | 26.91 | 2
9999 | Painting of fittings etc. | L.S. | 26 | 2
9977 | Carriage of materials | L.S. | 40.43 | 2
0116 | Fitter (grade 1) | day | 1.75 | 738
0123 | Mason (brick layer) 1st class | day | 2 | 738
0114 | Beldar | day | 4 | 558
Calculated W - SUM of the Amount column above
W as printed in the DAR |  |  |  |  | 6996.28
Difference (calculated - printed)
SAY (Rs.) - final DAR rate as printed (fixed value, not computed) |  |  |  |  | 9360.6
17.5 | Providing and fixing white vitreous china flat back half stall urinal of size 580x380x350 mm with white PVC automatic flushing cistern, with fittings, standard size C.P. brass flush pipe, spreaders with unions and clamps (all in C.P. brass) with waste fitting as per IS : 2556, C.I. trap with outlet grating and other couplings in C.P. brass, including painting of fittings and cutting and making good the walls and floors wherever required :
17.5.2 | Range of two half stall urinals with 5 litre P.V.C. automatic flushing cistern
Details of cost for 1 no ¦ Source: CivilDAR_2019_Vol_2.pdf, page 381
Code | Description | Unit | Quantity | Rate (Rs.) | Amount (Rs.) | Note
7379 | White vitreous china clay half stall urinal flat back 580x380x350 mm or angle back 450x375x350 mm with waste fittings as per IS : | 2556 each | 2 | 865
7359 | P.V.C. automatic flushing cistern 5 lts capacity | each | 1 | 470
1533 | Flush pipe with union spreaders and clamps all in C.P. brass for double stall | each | 1 | 400
1891 | C.I. trap for standard urinal with vent arm with operating and other couplings in C.P.brass: 50 mm dia | each | 1 | 170
9999 | Red lead, white lead and gaskit | L.S. | 17.55 | 2
9999 | Cement, sand and grit etc. | L.S. | 53.82 | 2
9999 | Painting of fittings etc. | L.S. | 26 | 2
9977 | Carriage of materials | L.S. | 53.82 | 2
0116 | Fitter (grade 1) | day | 2.5 | 738
0123 | Mason (brick layer) 1st class | day | 3 | 738
0114 | Beldar | day | 6 | 558
Calculated W - SUM of the Amount column above
W as printed in the DAR |  |  |  |  | 10479.38
Difference (calculated - printed)
SAY (Rs.) - final DAR rate as printed (fixed value, not computed) |  |  |  |  | 14020.75
17.5 | Providing and fixing white vitreous china flat back half stall urinal of size 580x380x350 mm with white PVC automatic flushing cistern, with fittings, standard size C.P. brass flush pipe, spreaders with unions and clamps (all in C.P. brass) with waste fitting as per IS : 2556, C.I. trap with outlet grating and other couplings in C.P. brass, including painting of fittings and cutting and making good the walls and floors wherever required :
17.5.3 | Range of three half stall urinals with 10 litre P.V.C. automatic flushing cistern
Details of cost for 1 no ¦ Source: CivilDAR_2019_Vol_2.pdf, page 382
Code | Description | Unit | Quantity | Rate (Rs.) | Amount (Rs.) | Note
7379 | White vitreous china clay half stall urinal flat back 580x380x350 mm or angle back 450x375x350 mm with waste fittings as per IS : | 2556 each | 3 | 865
7361 | P.V.C. automatic flushing cistern 10 lts capacity | each | 1 | 510
1534 | Flush pipe with union spreaders and clamps all in C.P. brass for range of three stall | each | 1 | 520
1893 | C.I. trap for standard urinal with vent arm with operating and other couplings in C.P.brass: 80 mm dia | each | 1 | 225
9999 | Red lead, white lead and gaskit | L.S. | 17.55 | 2
9999 | Cement, sand and grit etc. | L.S. | 80.73 | 2
9999 | Painting of fittings etc. | L.S. | 26 | 2
9977 | Carriage of materials | L.S. | 67.21 | 2
0116 | Fitter (grade 1) | day | 3 | 738
0123 | Mason (brick layer) 1st class | day | 3.5 | 738
0114 | Beldar | day | 7 | 558
Calculated W - SUM of the Amount column above
W as printed in the DAR |  |  |  |  | 12935.98
Difference (calculated - printed)
SAY (Rs.) - final DAR rate as printed (fixed value, not computed) |  |  |  |  | 17307.55
17.5 | Providing and fixing white vitreous china flat back half stall urinal of size 580x380x350 mm with white PVC automatic flushing cistern, with fittings, standard size C.P. brass flush pipe, spreaders with unions and clamps (all in C.P. brass) with waste fitting as per IS : 2556, C.I. trap with outlet grating and other couplings in C.P. brass, including painting of fittings and cutting and making good the walls and floors wherever required :
17.5.4 | Range of four half stall urinals with 10 litre P.V.C. automatic flushing cistern
Details of cost for 1 no ¦ Source: CivilDAR_2019_Vol_2.pdf, page 382
Code | Description | Unit | Quantity | Rate (Rs.) | Amount (Rs.) | Note
7379 | White vitreous china clay half stall urinal flat back 580x380x350 mm or angle back 450x375x350 mm with waste fittings as per IS : | 2556 each | 4 | 865
7361 | P.V.C. automatic flushing cistern 10 lts capacity | each | 1 | 510
1535 | Flush pipe with union spreaders and clamps all in C.P. brass for range of four stall | each | 1 | 600
1893 | C.I. trap for standard urinal with vent arm with operating and other couplings in C.P.brass: 80 mm dia | each | 1 | 225
9999 | Red lead, white lead and gaskit | L.S. | 17.55 | 2
9999 | Cement, sand and grit etc. | L.S. | 107.64 | 2
9999 | Painting of fittings etc. | L.S. | 39 | 2
9977 | Carriage of materials | L.S. | 80.73 | 2
0116 | Fitter (grade 1) | day | 3.5 | 738
0123 | Mason (brick layer) 1st class | day | 4 | 738
0114 | Beldar | day | 8 | 558
Calculated W - SUM of the Amount column above
W as printed in the DAR |  |  |  |  | 15283.84
Difference (calculated - printed)
SAY (Rs.) - final DAR rate as printed (fixed value, not computed) |  |  |  |  | 20448.85
17.6 | Providing and fixing one piece construction white vitreous china squatting plate with an integral longitudinal flushing pipe, white P.V.C. automatic flushing cistern, with fittings, standard size G.I. / PVC flush pipe for back and front flush with standard spreader pipes with fittings, G.I clamps and C.P. brass coupling complete, including painting of fittings and cutting and making good the walls and floors etc. wherever required :
17.6.1 | Single squatting plate with 5 litre P.V.C. automatic flushing cistern
Details of cost for 1 no ¦ Source: CivilDAR_2019_Vol_2.pdf, page 383
Code | Description | Unit | Quantity | Rate (Rs.) | Amount (Rs.) | Note
1915 | Vitreous china squatting plate urinal | each | 1 | 1053
7359 | P.V.C. automatic flushing cistern 5 lts capacity | each | 1 | 470
1540 | Flush pipe and spreaders G.I.for single set of one squatting plate urinal | each | 1 | 175
9999 | Red lead, white lead and gaskit | L.S. | 17.55 | 2
9999 | Cement, sand and grit etc. | L.S. | 26.91 | 2
9999 | Painting of fittings etc. | L.S. | 26 | 2
9977 | Carriage of materials | L.S. | 26.91 | 2
0116 | Fitter (grade 1) | day | 1.75 | 738
0123 | Mason (brick layer) 1st class | day | 0.75 | 738
0114 | Beldar | day | 3 | 558
Calculated W - SUM of the Amount column above
W as printed in the DAR |  |  |  |  | 5411.74
Difference (calculated - printed)
SAY (Rs.) - final DAR rate as printed (fixed value, not computed) |  |  |  |  | 7240.55
17.6 | Providing and fixing one piece construction white vitreous china squatting plate with an integral longitudinal flushing pipe, white P.V.C. automatic flushing cistern, with fittings, standard size G.I. / PVC flush pipe for back and front flush with standard spreader pipes with fittings, G.I clamps and C.P. brass coupling complete, including painting of fittings and cutting and making good the walls and floors etc. wherever required :
17.6.2 | Range of two squatting plates with 5 litre P.V.C. automatic flushing cistern
Details of cost for 1 no ¦ Source: CivilDAR_2019_Vol_2.pdf, page 384
Code | Description | Unit | Quantity | Rate (Rs.) | Amount (Rs.) | Note
1915 | Vitreous china squatting plate urinal | each | 2 | 1053
7359 | P.V.C. automatic flushing cistern 5 lts capacity | each | 1 | 470
1541 | Flush pipe and spreaders G.I.for range of two squatting plates urinal | each | 1 | 250
9999 | Red lead, white lead and gaskit | L.S. | 17.55 | 2
9999 | Cement, sand and grit etc. | L.S. | 53.82 | 2
9999 | Painting of fittings etc. | L.S. | 26 | 2
9977 | Carriage of materials | L.S. | 33.15 | 2
0116 | Fitter (grade 1) | day | 2.5 | 738
0123 | Mason (brick layer) 1st class | day | 1 | 738
0114 | Beldar | day | 4 | 558
Calculated W - SUM of the Amount column above
W as printed in the DAR |  |  |  |  | 7902.04
Difference (calculated - printed)
SAY (Rs.) - final DAR rate as printed (fixed value, not computed) |  |  |  |  | 10572.45
17.6 | Providing and fixing one piece construction white vitreous china squatting plate with an integral longitudinal flushing pipe, white P.V.C. automatic flushing cistern, with fittings, standard size G.I. / PVC flush pipe for back and front flush with standard spreader pipes with fittings, G.I clamps and C.P. brass coupling complete, including painting of fittings and cutting and making good the walls and floors etc. wherever required :
17.6.3 | Range of three squatting plates with 10 litre P.V.C. automatic flushing cistern
Details of cost for 1 no ¦ Source: CivilDAR_2019_Vol_2.pdf, page 384
Code | Description | Unit | Quantity | Rate (Rs.) | Amount (Rs.) | Note
1915 | Vitreous china squatting plate urinal | each | 3 | 1053
7361 | P.V.C. automatic flushing cistern 10 lts capacity | each | 1 | 510
1542 | Flush pipe and spreaders G.I.for range of three squatting plates urinal | each | 1 | 300
9999 | Red lead, white lead and gaskit | L.S. | 17.55 | 2
9999 | Cement, sand and grit etc. | L.S. | 80.73 | 2
9999 | Painting of fittings etc. | L.S. | 26 | 2
9977 | Carriage of materials | L.S. | 42.12 | 2
0116 | Fitter (grade 1) | day | 3 | 738
0123 | Mason (brick layer) 1st class | day | 1.5 | 738
0114 | Beldar | day | 5 | 558
Calculated W - SUM of the Amount column above
W as printed in the DAR |  |  |  |  | 10412.8
Difference (calculated - printed)
SAY (Rs.) - final DAR rate as printed (fixed value, not computed) |  |  |  |  | 13931.7
17.6 | Providing and fixing one piece construction white vitreous china squatting plate with an integral longitudinal flushing pipe, white P.V.C. automatic flushing cistern, with fittings, standard size G.I. / PVC flush pipe for back and front flush with standard spreader pipes with fittings, G.I clamps and C.P. brass coupling complete, including painting of fittings and cutting and making good the walls and floors etc. wherever required :
17.6.4 | Range of four squatting plates with 10 litre P.V.C. automatic flushing cistern
Details of cost for 1 no ¦ Source: CivilDAR_2019_Vol_2.pdf, page 385
Code | Description | Unit | Quantity | Rate (Rs.) | Amount (Rs.) | Note
1915 | Vitreous china squatting plate urinal | each | 4 | 1053
7361 | P.V.C. automatic flushing cistern 10 lts capacity | each | 1 | 510
1543 | Flush pipe and spreaders G.I.for range of four squatting plates urinal | each | 1 | 390
9999 | Red lead, white lead and gaskit | L.S. | 17.55 | 2
9999 | Cement, sand and grit etc. | L.S. | 107.64 | 2
9999 | Painting of fittings etc. | L.S. | 26 | 2
9977 | Carriage of materials | L.S. | 69.03 | 2
0116 | Fitter (grade 1) | day | 3.5 | 738
0123 | Mason (brick layer) 1st class | day | 1.75 | 738
0114 | Beldar | day | 5.5 | 558
Calculated W - SUM of the Amount column above
W as printed in the DAR |  |  |  |  | 12495.94
Difference (calculated - printed)
SAY (Rs.) - final DAR rate as printed (fixed value, not computed) |  |  |  |  | 16718.8
17.7 | Providing and fixing wash basin with C.I. brackets, 15 mm C.P. brass pillar taps, 32 mm C.P. brass waste of standard pattern, including painting of fittings and brackets, cutting and making good the walls wherever require:
17.7.1 | White Vitreous China Wash basin size 630x450 mm with a pair of 15 mm C.P. brass pillar taps
Details of cost for 1 no ¦ Source: CivilDAR_2019_Vol_2.pdf, page 385
Code | Description | Unit | Quantity | Rate (Rs.) | Amount (Rs.) | Note
1947 | Vitreous china flat back wash basin 630x450 mm | each | 1 | 725
1885 | 15 mm C.P.brass tap | each | 2 | 207
1951 | C.P. brass waste 32 mm | each | 1 | 80
1309 | C.I. bracket for wash basin and sinks | pair | 1 | 88
9999 | Red lead, white lead and gaskit | L.S. | 16.12 | 2
9999 | Cement, sand and grit etc. | L.S. | 13.39 | 2
9999 | Painting of brackets, fittings etc. | L.S. | 26.91 | 2
9977 | Carriage of materials | L.S. | 13.52 | 2
0116 | Fitter (grade 1) | day | 0.33 | 738
0123 | Mason (brick layer) 1st class | day | 0.33 | 738
0114 | Beldar | day | 0.67 | 558
Calculated W - SUM of the Amount column above
W as printed in the DAR |  |  |  |  | 2307.82
Difference (calculated - printed)
SAY (Rs.) - final DAR rate as printed (fixed value, not computed) |  |  |  |  | 3087.7
17.7 | Providing and fixing wash basin with C.I. brackets, 15 mm C.P. brass pillar taps, 32 mm C.P. brass waste of standard pattern, including painting of fittings and brackets, cutting and making good the walls wherever require:
17.7.2 | White Vitreous China Wash basin size 630x450 mm with a single 15 mm C.P. brass pillar tap
Details of cost for 1 no ¦ Source: CivilDAR_2019_Vol_2.pdf, page 386
Code | Description | Unit | Quantity | Rate (Rs.) | Amount (Rs.) | Note
1947 | Vitreous china flat back wash basin 630x450 mm | each | 1 | 725
1885 | 15 mm C.P.brass tap | each | 1 | 207
1951 | C.P. brass waste 32 mm | each | 1 | 80
1309 | C.I. bracket for wash basin and sinks | pair | 1 | 88
9999 | Red lead, white lead and gaskit | L.S. | 16.12 | 2
9999 | Cement, sand and grit etc. | L.S. | 13.39 | 2
9999 | Painting of brackets, fittings etc. | L.S. | 26.91 | 2
9977 | Carriage of materials | L.S. | 13.52 | 2
0116 | Fitter (grade 1) | day | 0.3 | 738
0123 | Mason (brick layer) 1st class | day | 0.33 | 738
0114 | Beldar | day | 0.63 | 558
Calculated W - SUM of the Amount column above
W as printed in the DAR |  |  |  |  | 2056.36
Difference (calculated - printed)
SAY (Rs.) - final DAR rate as printed (fixed value, not computed) |  |  |  |  | 2751.3
17.7 | Providing and fixing wash basin with C.I. brackets, 15 mm C.P. brass pillar taps, 32 mm C.P. brass waste of standard pattern, including painting of fittings and brackets, cutting and making good the walls wherever require:
17.7.3 | White Vitreous China Wash basin size 550x400 mm with a pair of 15 mm C.P. brass pillar taps
Details of cost for 1 no ¦ Source: CivilDAR_2019_Vol_2.pdf, page 386
Code | Description | Unit | Quantity | Rate (Rs.) | Amount (Rs.) | Note
3229 | Vitreous china flat back wash basin 550x400 mm | each | 1 | 545
1885 | 15 mm C.P.brass tap | each | 2 | 207
1951 | C.P. brass waste 32 mm | each | 1 | 80
1309 | C.I. bracket for wash basin and sinks | pair | 1 | 88
9999 | Red lead, white lead and gaskit | L.S. | 16.12 | 2
9999 | Cement, sand and grit etc. | L.S. | 13.39 | 2
9999 | Painting of brackets, fittings etc. | L.S. | 26.91 | 2
9977 | Carriage of materials | L.S. | 13.52 | 2
0116 | Fitter (grade 1) | day | 0.33 | 738
0123 | Mason (brick layer) 1st class | day | 0.33 | 738
0114 | Beldar | day | 0.67 | 558
Calculated W - SUM of the Amount column above
W as printed in the DAR |  |  |  |  | 2127.82
Difference (calculated - printed)
SAY (Rs.) - final DAR rate as printed (fixed value, not computed) |  |  |  |  | 2846.9
17.7 | Providing and fixing wash basin with C.I. brackets, 15 mm C.P. brass pillar taps, 32 mm C.P. brass waste of standard pattern, including painting of fittings and brackets, cutting and making good the walls wherever require:
17.7.4 | White Vitreous China Flat back wash basin size 550x 400 mm with single 15 mm C.P. brass pillar tap
Details of cost for 1 no ¦ Source: CivilDAR_2019_Vol_2.pdf, page 387
Code | Description | Unit | Quantity | Rate (Rs.) | Amount (Rs.) | Note
3229 | Vitreous china flat back wash basin 550x400 mm | each | 1 | 545
1885 | 15 mm C.P.brass tap | each | 1 | 207
1951 | C.P. brass waste 32 mm | each | 1 | 80
1309 | C.I. bracket for wash basin and sinks | pair | 1 | 88
9999 | Red lead, white lead and gaskit | L.S. | 16.12 | 2
9999 | Cement, sand and grit etc. | L.S. | 13.39 | 2
9999 | Painting of brackets, fittings etc. | L.S. | 26.91 | 2
9977 | Carriage of materials | L.S. | 13.52 | 2
0116 | Fitter (grade 1) | day | 0.3 | 738
0123 | Mason (brick layer) 1st class | day | 0.33 | 738
0114 | Beldar | day | 0.63 | 558
Calculated W - SUM of the Amount column above
W as printed in the DAR |  |  |  |  | 1876.36
Difference (calculated - printed)
SAY (Rs.) - final DAR rate as printed (fixed value, not computed) |  |  |  |  | 2510.45
17.7 | Providing and fixing wash basin with C.I. brackets, 15 mm C.P. brass pillar taps, 32 mm C.P. brass waste of standard pattern, including painting of fittings and brackets, cutting and making good the walls wherever require:
17.7.5 | White Vitreous China Angle back wash basin size 600 x 480 mm with single 15mm C.P. brass pillar tap
Details of cost for 1 no ¦ Source: CivilDAR_2019_Vol_2.pdf, page 388
Code | Description | Unit | Quantity | Rate (Rs.) | Amount (Rs.) | Note
1949 | Vitreous china angle back wash basin 600x480 mm | each | 1 | 725
1885 | 15 mm C.P.brass tap | each | 1 | 207
1951 | C.P. brass waste 32 mm | each | 1 | 80
1309 | C.I. bracket for wash basin and sinks | pair | 1 | 88
9999 | Red lead, white lead and gaskit | L.S. | 16.12 | 2
9999 | Cement, sand and grit etc. | L.S. | 13.39 | 2
9999 | Painting of brackets, fittings etc. | L.S. | 26.91 | 2
9977 | Carriage of materials | L.S. | 13.52 | 2
0116 | Fitter (grade 1) | day | 0.3 | 738
0123 | Mason (brick layer) 1st class | day | 0.33 | 738
0114 | Beldar | day | 0.63 | 558
Calculated W - SUM of the Amount column above
W as printed in the DAR |  |  |  |  | 2056.36
Difference (calculated - printed)
SAY (Rs.) - final DAR rate as printed (fixed value, not computed) |  |  |  |  | 2751.3
17.7 | Providing and fixing wash basin with C.I. brackets, 15 mm C.P. brass pillar taps, 32 mm C.P. brass waste of standard pattern, including painting of fittings and brackets, cutting and making good the walls wherever require:
17.7.6 | White Vitreous China Angle back wash basin size 400 x 400 mm with single 15 mm C.P. brass pillar tap
Details of cost for 1 no ¦ Source: CivilDAR_2019_Vol_2.pdf, page 388
Code | Description | Unit | Quantity | Rate (Rs.) | Amount (Rs.) | Note
1950 | Vitreous china angle back wash basin 400x400 mm | each | 1 | 425
1885 | 15 mm C.P.brass tap | each | 1 | 207
1951 | C.P. brass waste 32 mm | each | 1 | 80
1309 | C.I. bracket for wash basin and sinks | pair | 1 | 88
9999 | Red lead, white lead and gaskit | L.S. | 16.12 | 2
9999 | Cement, sand and grit etc. | L.S. | 13.39 | 2
9999 | Painting of brackets, fittings etc. | L.S. | 26.91 | 2
9977 | Carriage of materials | L.S. | 13.52 | 2
0116 | Fitter (grade 1) | day | 0.3 | 738
0123 | Mason (brick layer) 1st class | day | 0.33 | 738
0114 | Beldar | day | 0.63 | 558
Calculated W - SUM of the Amount column above
W as printed in the DAR |  |  |  |  | 1756.36
Difference (calculated - printed)
SAY (Rs.) - final DAR rate as printed (fixed value, not computed) |  |  |  |  | 2349.9
17.7 | Providing and fixing wash basin with C.I. brackets, 15 mm C.P. brass pillar taps, 32 mm C.P. brass waste of standard pattern, including painting of fittings and brackets, cutting and making good the walls wherever require:
17.7.7 | White Vitreous China Flat back wash basin size 450x 300 mm with single 15mm C.P. brass pillar tap
Details of cost for 1 no ¦ Source: CivilDAR_2019_Vol_2.pdf, page 389
Code | Description | Unit | Quantity | Rate (Rs.) | Amount (Rs.) | Note
7004 | Vitreous china flat back wash basin 450x300 mm | each | 1 | 310
1885 | 15 mm C.P.brass tap | each | 1 | 207
1951 | C.P. brass waste 32 mm | each | 1 | 80
1309 | C.I. bracket for wash basin and sinks | pair | 1 | 88
9999 | Red lead, white lead and gaskit | L.S. | 16.12 | 2
9999 | Cement, sand and grit etc. | L.S. | 13.39 | 2
9999 | Painting of brackets, fittings etc. | L.S. | 26.91 | 2
9977 | Carriage of materials | L.S. | 13.52 | 2
0116 | Fitter (grade 1) | day | 0.3 | 738
0123 | Mason (brick layer) 1st class | day | 0.33 | 738
0114 | Beldar | day | 0.63 | 558
Calculated W - SUM of the Amount column above
W as printed in the DAR |  |  |  |  | 1641.36
Difference (calculated - printed)
SAY (Rs.) - final DAR rate as printed (fixed value, not computed) |  |  |  |  | 2196.05
17.7 | Providing and fixing wash basin with C.I. brackets, 15 mm C.P. brass pillar taps, 32 mm C.P. brass waste of standard pattern, including painting of fittings and brackets, cutting and making good the walls wherever require:
17.7.8 | White Vitreous China Surgeon type wash basin of size 660x460 mm with a pair of 15 mm C.P. brass pillar taps with elbow including operated levers
Details of cost for 1 no ¦ Source: CivilDAR_2019_Vol_2.pdf, page 389
Code | Description | Unit | Quantity | Rate (Rs.) | Amount (Rs.) | Note
3213 | Vitreous china Surgeon type wash basin of size 660x460 mm | each | 1 | 1000
7363 | 15 mm C.P. brass tap with elbow operation lever | each | 2 | 430
1951 | C.P. brass waste 32 mm | each | 1 | 80
1309 | C.I. bracket for wash basin and sinks | pair | 1 | 88
9999 | Red lead, white lead and gaskit | L.S. | 16.12 | 2
9999 | Cement, sand and grit etc. | L.S. | 13.39 | 2
9999 | Painting of brackets, fittings etc. | L.S. | 26.91 | 2
9977 | Carriage of materials | L.S. | 13.52 | 2
0116 | Fitter (grade 1) | day | 0.33 | 738
0123 | Mason (brick layer) 1st class | day | 0.33 | 738
0114 | Beldar | day | 0.67 | 558
Calculated W - SUM of the Amount column above
W as printed in the DAR |  |  |  |  | 3028.82
Difference (calculated - printed)
SAY (Rs.) - final DAR rate as printed (fixed value, not computed) |  |  |  |  | 4052.35
17.7 | Providing and fixing wash basin with C.I. brackets, 15 mm C.P. brass pillar taps, 32 mm C.P. brass waste of standard pattern, including painting of fittings and brackets, cutting and making good the walls wherever require:
17.7.9 | White Vitreous China Surgeon type wash basin of size 660x460 mm with single 15 mm C.P. brass pillar taps with elbow operated levers ISI Marked
Details of cost for 1 no ¦ Source: CivilDAR_2019_Vol_2.pdf, page 390
Code | Description | Unit | Quantity | Rate (Rs.) | Amount (Rs.) | Note
3213 | Vitreous china Surgeon type wash basin of size 660x460 mm | each | 1 | 1000
7363 | 15 mm C.P. brass tap with elbow operation lever | each | 1 | 430
1951 | C.P. brass waste 32 mm | each | 1 | 80
1309 | C.I. bracket for wash basin and sinks | pair | 1 | 88
9999 | Red lead, white lead and gaskit | L.S. | 16.12 | 2
9999 | Cement, sand and grit etc. | L.S. | 13.39 | 2
9999 | Painting of brackets, fittings etc. | L.S. | 26.91 | 2
9977 | Carriage of materials | L.S. | 13.52 | 2
0116 | Fitter (grade 1) | day | 0.3 | 738
0123 | Mason (brick layer) 1st class | day | 0.33 | 738
0114 | Beldar | day | 0.63 | 558
Calculated W - SUM of the Amount column above
W as printed in the DAR |  |  |  |  | 2554.36
Difference (calculated - printed)
SAY (Rs.) - final DAR rate as printed (fixed value, not computed) |  |  |  |  | 3417.55
17.7 | Providing and fixing wash basin with C.I. brackets, 15 mm C.P. brass pillar taps, 32 mm C.P. brass waste of standard pattern, including painting of fittings and brackets, cutting and making good the walls wherever require:
17.7.10 | Stainless Steel AISI-304(18/8) Round basin 405x355 mm with single 15 mm C.P. brass pillar tap
Details of cost for 1 no ¦ Source: CivilDAR_2019_Vol_2.pdf, page 391
Code | Description | Unit | Quantity | Rate (Rs.) | Amount (Rs.) | Note
7806 | Salem Stainless steel AISI - 304 (18/8) Round basin 405mm X 355mm | each | 1 | 1500
1885 | 15 mm C.P.brass tap | each | 1 | 207
1951 | C.P. brass waste 32 mm | each | 1 | 80
1309 | C.I. bracket for wash basin and sinks | pair | 1 | 88
9999 | Red lead, white lead and gaskit | L.S. | 16.12 | 2
9999 | Cement, sand and grit etc. | L.S. | 13.39 | 2
9999 | Painting of brackets, fittings etc. | L.S. | 26.91 | 2
9977 | Carriage of materials | L.S. | 13.52 | 2
0116 | Fitter (grade 1) | day | 0.3 | 738
0123 | Mason (brick layer) 1st class | day | 0.33 | 738
0114 | Beldar | day | 0.63 | 558
Calculated W - SUM of the Amount column above
W as printed in the DAR |  |  |  |  | 2831.36
Difference (calculated - printed)
SAY (Rs.) - final DAR rate as printed (fixed value, not computed) |  |  |  |  | 3788.2
17.7 | Providing and fixing wash basin with C.I. brackets, 15 mm C.P. brass pillar taps, 32 mm C.P. brass waste of standard pattern, including painting of fittings and brackets, cutting and making good the walls wherever require:
17.7.11 | Stainless Steel AISI-304(18/8) Wash basin 530x345 mm with single 15 mm C.P. brass pillar tap
Details of cost for 1 no ¦ Source: CivilDAR_2019_Vol_2.pdf, page 391
Code | Description | Unit | Quantity | Rate (Rs.) | Amount (Rs.) | Note
7807 | Salem Stainless steel AISI - 304 (18/8) Wash basin 530mm X 345mm | each | 1 | 2000
1885 | 15 mm C.P.brass tap | each | 1 | 207
1951 | C.P. brass waste 32 mm | each | 1 | 80
1309 | C.I. bracket for wash basin and sinks | pair | 1 | 88
9999 | Red lead, white lead and gaskit | L.S. | 16.12 | 2
9999 | Cement, sand and grit etc. | L.S. | 13.39 | 2
9999 | Painting of brackets, fittings etc. | L.S. | 26.91 | 2
9977 | Carriage of materials | L.S. | 13.52 | 2
0116 | Fitter (grade 1) | day | 0.3 | 738
0123 | Mason (brick layer) 1st class | day | 0.33 | 738
0114 | Beldar | day | 0.63 | 558
Calculated W - SUM of the Amount column above
W as printed in the DAR |  |  |  |  | 3331.36
Difference (calculated - printed)
SAY (Rs.) - final DAR rate as printed (fixed value, not computed) |  |  |  |  | 4457.15
17.7A | Providing and fixing wash basin with C.I. brackets, 15 mm dia CP Brass single hole basin mixer of approved quality and make, including painting of fittings and brackets, cutting and making good the walls wherever required:- (a) White Vitreous China Wash basin size 550x400 mm with a 15 mm CP Brass single hole basin mixer
Details of cost for 1 no ¦ Source: CivilDAR_2019_Vol_2.pdf, page 392
Code | Description | Unit | Quantity | Rate (Rs.) | Amount (Rs.) | Note
3229 | Vitreous china flat back wash basin 550x400 mm | each | 1 | 545
9001 | C.P. Brass Centre Hole Basin Mixer With Cast Spout ( Kigston/Marc/Prima/ Parko/Hindware) | each | 1 | 1600
1951 | C.P. brass waste 32 mm | each | 1 | 80
1309 | C.I. bracket for wash basin and sinks | pair | 1 | 88
9999 | Red lead, white lead and gaskit | L.S. | 16.12 | 2
9999 | Cement, Sand and grit etc. | L.S. | 13.39 | 2
9999 | Painting of brackets, fittings etc. | L.S. | 26.91 | 2
9977 | Carriage of materials | L.S. | 13.52 | 2
0116 | Fitter (grade 1) | day | 0.33 | 738
0123 | Mason (brick layer) 1st class | day | 0.33 | 738
0114 | Beldar | day | 0.63 | 558
Calculated W - SUM of the Amount column above
W as printed in the DAR |  |  |  |  | 3291.5
Difference (calculated - printed)
SAY (Rs.) - final DAR rate as printed (fixed value, not computed) |  |  |  |  | 4403.8
17.7B | Providing and fixing wash basin with C.I. brackets, 15 mm PTMT pillar cock, 32 mm PTMT waste coupling of standard pattern, including painting of fittings and brackets, cutting and making good the walls wherever required. White Vitreous China Flat back wash basin size 550x400 mm with single 15 mm PTMT pillar cock.
Details of cost for 1 No ¦ Source: CivilDAR_2019_Vol_2.pdf, page 393
Code | Description | Unit | Quantity | Rate (Rs.) | Amount (Rs.) | Note
3229 | Vitreous china flat back wash basin 550x400 mm | each | 1 | 545
7406 | PTMT pillar cock | each | 1 | 125
7491 | PTMT - Waste Coupling 31/32 mm | each | 1 | 34
1309 | C.I. bracket for wash basin and sinks | pair | 1 | 88
9999 | Red Lead, White Lead and Gasket | L.S. | 16.12 | 2
9999 | Cement, sand and grit etc | L.S. | 13.39 | 2
9999 | Painting of brackets, fittings etc. | L.S. | 26.91 | 2
9977 | Carriage of materials | L.S. | 13.52 | 2
0116 | Fitter (grade 1) | day | 0.33 | 738
0123 | Mason (brick layer) 1st class | day | 0.33 | 738
0114 | Beldar | day | 0.67 | 558
Calculated W - SUM of the Amount column above
W as printed in the DAR |  |  |  |  | 1792.82
Difference (calculated - printed)
SAY (Rs.) - final DAR rate as printed (fixed value, not computed) |  |  |  |  | 2398.7
17.8 | Providing and fixing white vitreous china pedestal for wash basin completely recessed at the back for the reception of pipes and fittings.
Details of cost for 1 pedestal ¦ Source: CivilDAR_2019_Vol_2.pdf, page 393
Code | Description | Unit | Quantity | Rate (Rs.) | Amount (Rs.) | Note
1396 | Vitrous china pedestal for wash basin | each | 1 | 900
9999 | White cement mortar | L.S. | 40.3 | 2
9988 | Carriage of materials and fixing charges | L.S. | 40.43 | 2
Calculated W - SUM of the Amount column above
W as printed in the DAR |  |  |  |  | 1061.46
Difference (calculated - printed)
SAY (Rs.) - final DAR rate as printed (fixed value, not computed) |  |  |  |  | 1420.15
17.9 | Providing and fixing kitchen sink with C.I. brackets, C.P. brass chain with rubber plug, 40 mm C.P. brass waste complete, including painting the fittings and brackets, cutting and making good the walls wherever required:
17.9.1 | White glazed fire clay kitchen sink of size 600x450x 250 mm
Details of cost for 1 no ¦ Source: CivilDAR_2019_Vol_2.pdf, page 394
Code | Description | Unit | Quantity | Rate (Rs.) | Amount (Rs.) | Note
1863 | Fire clay kitchen sink: 600x450x250 mm | each | 1 | 1283
1309 | C.I. bracket for wash basin and sinks | pair | 1 | 88
1315 | C.P.brass chain with 40 mm dia rubber plug | each | 1 | 40
1952 | C.P. brass waste 40 mm | each | 1 | 95
9999 | Red lead, white lead and gaskit | L.S. | 16.12 | 2
9999 | Cement, sand and grit etc. | L.S. | 13.39 | 2
9999 | Painting brackets etc. | L.S. | 26.91 | 2
9977 | Carriage of materials | L.S. | 13.52 | 2
0116 | Fitter (grade 1) | day | 0.22 | 738
0123 | Mason (brick layer) 1st class | day | 0.33 | 738
0114 | Beldar | day | 0.56 | 558
Calculated W - SUM of the Amount column above
W as printed in the DAR |  |  |  |  | 2364.26
Difference (calculated - printed)
SAY (Rs.) - final DAR rate as printed (fixed value, not computed) |  |  |  |  | 3163.25
17.10 | Providing and fixing Stainless Steel A ISI 304 (18/8) kitchen sink as per IS:13983 with C.I. brackets and stainless steel plug 40 mm, including painting of fittings and brackets, cutting and making good the walls wherever required :
17.10.1 | Kitchen sink with drain board
17.10.1.1 | 510x1040 mm bowl depth 250 mm
Details of cost for 1 no ¦ Source: CivilDAR_2019_Vol_2.pdf, page 394
Code | Description | Unit | Quantity | Rate (Rs.) | Amount (Rs.) | Note
7095 | Stainless steel kitchen sink - with drain board bowl depth 250 mm. | each | 1 | 2480
1309 | C.I. bracket for wash basin and sinks | pair | 2 | 88
9999 | Cement, sand and grit etc. | L.S. | 27.04 | 2
9999 | Painting of brackets etc. | L.S. | 26.91 | 2
9977 | Carriage of materials | L.S. | 13.52 | 2
0116 | Fitter (grade 1) | day | 0.22 | 738
0123 | Mason (brick layer) 1st class | day | 0.6 | 738
0114 | Beldar | day | 0.82 | 558
Calculated W - SUM of the Amount column above
W as printed in the DAR |  |  |  |  | 3853.66
Difference (calculated - printed)
SAY (Rs.) - final DAR rate as printed (fixed value, not computed) |  |  |  |  | 5155.95
17.10 | Providing and fixing Stainless Steel A ISI 304 (18/8) kitchen sink as per IS:13983 with C.I. brackets and stainless steel plug 40 mm, including painting of fittings and brackets, cutting and making good the walls wherever required :
17.10.1 | Kitchen sink with drain board
17.10.1.2 | 510x1040 mm bowl depth 225 mm
Details of cost for 1 no ¦ Source: CivilDAR_2019_Vol_2.pdf, page 395
Code | Description | Unit | Quantity | Rate (Rs.) | Amount (Rs.) | Note
7096 | Stainlees steel kitchen sink - with drain board 510 x 1040mm bowl depth 225 mm. | each | 1 | 3000
1309 | C.I. bracket for wash basin and sinks | pair | 2 | 88
9999 | Cement, sand and grit etc. | L.S. | 27.04 | 2
9999 | Painting of brackets etc. | L.S. | 26.91 | 2
9977 | Carriage of materials | L.S. | 13.52 | 2
0116 | Fitter (grade 1) | day | 0.22 | 738
0123 | Mason (brick layer) 1st class | day | 0.6 | 738
0114 | Beldar | day | 0.82 | 558
Calculated W - SUM of the Amount column above
W as printed in the DAR |  |  |  |  | 4373.66
Difference (calculated - printed)
SAY (Rs.) - final DAR rate as printed (fixed value, not computed) |  |  |  |  | 5851.7
17.10 | Providing and fixing Stainless Steel A ISI 304 (18/8) kitchen sink as per IS:13983 with C.I. brackets and stainless steel plug 40 mm, including painting of fittings and brackets, cutting and making good the walls wherever required :
17.10.1 | Kitchen sink with drain board
17.10.1.3 | 510x1040 mm bowl depth 200 mm
Details of cost for 1 no ¦ Source: CivilDAR_2019_Vol_2.pdf, page 395
Code | Description | Unit | Quantity | Rate (Rs.) | Amount (Rs.) | Note
7097 | Stainlees steel kitchen sink - with drain board 510 x 1040mm bowl depth 200 mm. | each | 1 | 2800
1309 | C.I. bracket for wash basin and sinks | pair | 2 | 88
9999 | Cement, sand and grit etc. | L.S. | 27.04 | 2
9999 | Painting of brackets etc. | L.S. | 26.91 | 2
9977 | Carriage of materials | L.S. | 13.52 | 2
0116 | Fitter (grade 1) | day | 0.22 | 738
0123 | Mason (brick layer) 1st class | day | 0.6 | 738
0114 | Beldar | day | 0.82 | 558
Calculated W - SUM of the Amount column above
W as printed in the DAR |  |  |  |  | 4173.66
Difference (calculated - printed)
SAY (Rs.) - final DAR rate as printed (fixed value, not computed) |  |  |  |  | 5584.1
17.10 | Providing and fixing Stainless Steel A ISI 304 (18/8) kitchen sink as per IS:13983 with C.I. brackets and stainless steel plug 40 mm, including painting of fittings and brackets, cutting and making good the walls wherever required :
17.10.1 | Kitchen sink with drain board
17.10.1.4 | 510x1040 mm bowl depth 178 mm
Details of cost for 1 no ¦ Source: CivilDAR_2019_Vol_2.pdf, page 396
Code | Description | Unit | Quantity | Rate (Rs.) | Amount (Rs.) | Note
7098 | Stainless steel kitchen sink - with drain board 510x1040mm bowl depth 178 mm | each | 1 | 2500
1309 | C.I. bracket for wash basin and sinks | pair | 2 | 88
9999 | Cement, sand and grit etc. | L.S. | 27.04 | 2
9999 | Painting brackets | L.S. | 26.91 | 2
9977 | Carriage of materials | L.S. | 13.52 | 2
0116 | Fitter (grade 1) | day | 0.22 | 738
0123 | Mason (brick layer) 1st class | day | 0.6 | 738
0114 | Beldar | day | 0.82 | 558
Calculated W - SUM of the Amount column above
W as printed in the DAR |  |  |  |  | 3873.66
Difference (calculated - printed)
SAY (Rs.) - final DAR rate as printed (fixed value, not computed) |  |  |  |  | 5182.7
17.10 | Providing and fixing Stainless Steel A ISI 304 (18/8) kitchen sink as per IS:13983 with C.I. brackets and stainless steel plug 40 mm, including painting of fittings and brackets, cutting and making good the walls wherever required :
17.10.2 | Kitchen sink without drain board
17.10.2.1 | 610x510 mm bowl depth 200 mm
Details of cost for 1 no ¦ Source: CivilDAR_2019_Vol_2.pdf, page 396
Code | Description | Unit | Quantity | Rate (Rs.) | Amount (Rs.) | Note
7101 | Stainless steel kitchen sink - without drain board 610x510mm bowl depth 200 mm | each | 1 | 1800
1309 | C.I. bracket for wash basin and sinks | pair | 1 | 88
9999 | Cement, sand and grit etc. | L.S. | 13.52 | 2
9999 | Painting brackets | L.S. | 26.91 | 2
9977 | Carriage of materials | L.S. | 13.52 | 2
0116 | Fitter (grade 1) | day | 0.22 | 738
0123 | Mason (brick layer) 1st class | day | 0.33 | 738
0114 | Beldar | day | 0.56 | 558
Calculated W - SUM of the Amount column above
W as printed in the DAR |  |  |  |  | 2714.28
Difference (calculated - printed)
SAY (Rs.) - final DAR rate as printed (fixed value, not computed) |  |  |  |  | 3631.55
17.10 | Providing and fixing Stainless Steel A ISI 304 (18/8) kitchen sink as per IS:13983 with C.I. brackets and stainless steel plug 40 mm, including painting of fittings and brackets, cutting and making good the walls wherever required :
17.10.2 | Kitchen sink without drain board
17.10.2.2 | 610x460 mm bowl depth 200 mm
Details of cost for 1 no ¦ Source: CivilDAR_2019_Vol_2.pdf, page 397
Code | Description | Unit | Quantity | Rate (Rs.) | Amount (Rs.) | Note
7102 | Stainless steel kitchen sink - without drain board 610x460mm bowl depth 200 mm. | each | 1 | 1200
1309 | C.I. bracket for wash basin and sinks | pair | 1 | 88
9999 | Cement, sand and grit etc. | L.S. | 13.52 | 2
9999 | Painting brackets | L.S. | 26.91 | 2
9977 | Carriage of materials | L.S. | 13.52 | 2
0116 | Fitter (grade 1) | day | 0.22 | 738
0123 | Mason (brick layer) 1st class | day | 0.33 | 738
0114 | Beldar | day | 0.56 | 558
Calculated W - SUM of the Amount column above
W as printed in the DAR |  |  |  |  | 2114.28
Difference (calculated - printed)
SAY (Rs.) - final DAR rate as printed (fixed value, not computed) |  |  |  |  | 2828.75
17.10 | Providing and fixing Stainless Steel A ISI 304 (18/8) kitchen sink as per IS:13983 with C.I. brackets and stainless steel plug 40 mm, including painting of fittings and brackets, cutting and making good the walls wherever required :
17.10.2 | Kitchen sink without drain board
17.10.2.3 | 470x420 mm bowl depth 178 mm
Details of cost for 1 no ¦ Source: CivilDAR_2019_Vol_2.pdf, page 398
Code | Description | Unit | Quantity | Rate (Rs.) | Amount (Rs.) | Note
7103 | Stainless steel kitchen sink - without drain board 470x420mm bowl depth 178 mm | each | 1 | 1050
1309 | C.I. bracket for wash basin and sinks | pair | 1 | 88
9999 | Cement, sand and grit etc. | L.S. | 13.52 | 2
9999 | Painting brackets | L.S. | 26.91 | 2
9977 | Carriage of materials | L.S. | 13.52 | 2
0116 | Fitter (grade 1) | day | 0.22 | 738
0123 | Mason (brick layer) 1st class | day | 0.33 | 738
0114 | Beldar | day | 0.56 | 558
Calculated W - SUM of the Amount column above
W as printed in the DAR |  |  |  |  | 1964.28
Difference (calculated - printed)
SAY (Rs.) - final DAR rate as printed (fixed value, not computed) |  |  |  |  | 2628.1
17.11 | Providing and fixing white vitreous china laboratory sink with C.I. brackets, C.P. brass chain with rubber plug, 40 mm C.P brass waste and 40mm C.P. brass trap with necessary C.P. brass unions complete, including painting of fittings and brackets, cutting and making good the wall wherever required :
17.11.1 | Size 450x300x150 mm
Details of cost for 1 no ¦ Source: CivilDAR_2019_Vol_2.pdf, page 398
Code | Description | Unit | Quantity | Rate (Rs.) | Amount (Rs.) | Note
1871 | White vitreous china laboratry sink 450x300x150 mm | each | 1 | 1500
1309 | C.I. bracket for wash basin and sinks | pair | 1 | 88
1315 | C.P.brass chain with 40 mm dia rubber plug | each | 1 | 40
1952 | C.P. brass waste 40 mm | each | 1 | 95
1895 | C.P.brass trap40 mm dia | each | 1 | 300
3617 | C.P.brass union 40 mm dia | each | 1 | 200
9999 | Red lead, white lead and gaskit | L.S. | 16.12 | 2
9999 | Cement, sand and grit etc. | L.S. | 13.39 | 2
9999 | Sundries | L.S. | 26.91 | 2
9977 | Carriage of materials | L.S. | 13.52 | 2
0116 | Fitter (grade 1) | day | 0.22 | 738
0123 | Mason (brick layer) 1st class | day | 0.33 | 738
0114 | Beldar | day | 0.56 | 558
Calculated W - SUM of the Amount column above
W as printed in the DAR |  |  |  |  | 3081.26
Difference (calculated - printed)
SAY (Rs.) - final DAR rate as printed (fixed value, not computed) |  |  |  |  | 4122.55
17.11 | Providing and fixing white vitreous china laboratory sink with C.I. brackets, C.P. brass chain with rubber plug, 40 mm C.P brass waste and 40mm C.P. brass trap with necessary C.P. brass unions complete, including painting of fittings and brackets, cutting and making good the wall wherever required :
17.11.2 | Size 600x450x200 mm
Details of cost for 1 no ¦ Source: CivilDAR_2019_Vol_2.pdf, page 399
Code | Description | Unit | Quantity | Rate (Rs.) | Amount (Rs.) | Note
1872 | White vitreous china laboratry sink 600x450x200 mm | each | 1 | 2500
1309 | C.I. bracket for wash basin and sinks | pair | 1 | 88
1315 | C.P.brass chain with 40 mm dia rubber plug | each | 1 | 40
1952 | C.P. brass waste 40 mm | each | 1 | 95
1895 | C.P.brass trap40 mm dia | each | 1 | 300
3617 | C.P.brass union 40 mm dia | each | 1 | 200
9999 | Red lead, white lead and gaskit | L.S. | 16.12 | 2
9999 | Cement, sand and grit etc. | L.S. | 13.39 | 2
9999 | Sundries | L.S. | 26.91 | 2
9977 | Carriage of materials | L.S. | 13.52 | 2
0116 | Fitter (grade 1) | day | 0.22 | 738
0123 | Mason (brick layer) 1st class | day | 0.33 | 738
0114 | Beldar | day | 0.56 | 558
Calculated W - SUM of the Amount column above
W as printed in the DAR |  |  |  |  | 4081.26
Difference (calculated - printed)
SAY (Rs.) - final DAR rate as printed (fixed value, not computed) |  |  |  |  | 5460.45
17.12 | Providing and fixing draining board with C.I. brackets including painting of brackets, cutting and making good the walls wherever required :
17.12.1 | White glazed fire clay draining board of size 600x450x 25 mm
Details of cost for 1 no ¦ Source: CivilDAR_2019_Vol_2.pdf, page 400
Code | Description | Unit | Quantity | Rate (Rs.) | Amount (Rs.) | Note
7364 | White glazed fire clay draining board 600x450x25 mm | each | 1 | 525
1309 | C.I. bracket for wash basin and sinks | pair | 1 | 88
9999 | Cement, sand and grit etc. | L.S. | 13.39 | 2
9999 | Painting brackets etc. | L.S. | 26 | 2
9977 | Carriage of materials | L.S. | 7.8 | 2
0116 | Fitter (grade 1) | day | 0.06 | 738
0123 | Mason (brick layer) 1st class | day | 0.17 | 738
0114 | Beldar | day | 0.22 | 558
Calculated W - SUM of the Amount column above
W as printed in the DAR |  |  |  |  | 999.88
Difference (calculated - printed)
SAY (Rs.) - final DAR rate as printed (fixed value, not computed) |  |  |  |  | 1337.8
17.13 | Providing and fixing white vitreous china water closet squatting pan (Indian type) :
17.13.1 | Long pattern W.C. pan of size 580 mm
Details of cost for 1 no ¦ Source: CivilDAR_2019_Vol_2.pdf, page 400
Code | Description | Unit | Quantity | Rate (Rs.) | Amount (Rs.) | Note
1953 | Vitreous china indian type w.c. pan size 580 mm | each | 1 | 450
9999 | Cement, sand and grit etc. | L.S. | 13.39 | 2
9977 | Carriage of materials | L.S. | 13.52 | 2
0123 | Mason (brick layer) 1st class | day | 0.5 | 738
0114 | Beldar | day | 0.5 | 558
Calculated W - SUM of the Amount column above
W as printed in the DAR |  |  |  |  | 1151.82
Difference (calculated - printed)
SAY (Rs.) - final DAR rate as printed (fixed value, not computed) |  |  |  |  | 1541.05
17.13 | Providing and fixing white vitreous china water closet squatting pan (Indian type) :
17.13.2 | Orissa pattern W.C. pan of size 580x440 mm
Details of cost for 1 no ¦ Source: CivilDAR_2019_Vol_2.pdf, page 401
Code | Description | Unit | Quantity | Rate (Rs.) | Amount (Rs.) | Note
1954 | Vitreous china orrisa type w.c. pan size 580 mm | each | 1 | 1200
9999 | Cement, sand and grit etc. | L.S. | 13.39 | 2
9977 | Carriage of materials | L.S. | 13.52 | 2
0123 | Mason (brick layer) 1st class | day | 0.5 | 738
0114 | Beldar | day | 0.5 | 558
Calculated W - SUM of the Amount column above
W as printed in the DAR |  |  |  |  | 1901.82
Difference (calculated - printed)
SAY (Rs.) - final DAR rate as printed (fixed value, not computed) |  |  |  |  | 2544.5
17.14 | Extra for using coloured W.C. pan instead of white W.C. pan :
17.14.1 | Orissa pattern W.C. pan 580x440 mm
Details of cost for 1 no ¦ Source: CivilDAR_2019_Vol_2.pdf, page 401
Code | Description | Unit | Quantity | Rate (Rs.) | Amount (Rs.) | Note
7104 | Coloured Orissa pattern W.C. pan 580x440 mm | each | 1 | 1830
1954 | Vitreous china orrisa type w.c. pan size 580 mm | each | -1 | 1200
Calculated W - SUM of the Amount column above
W as printed in the DAR |  |  |  |  | 630
Difference (calculated - printed)
SAY (Rs.) - final DAR rate as printed (fixed value, not computed) |  |  |  |  | 842.9
17.15 | Providing and fixing white vitreous china pedestal type (European type/ wash down type) water closet pan.
Details of cost for 1 no ¦ Source: CivilDAR_2019_Vol_2.pdf, page 401
Code | Description | Unit | Quantity | Rate (Rs.) | Amount (Rs.) | Note
1955 | Vitreous china pedestal type water closet | each | 1 | 1000
9999 | Cement, sand and grit etc. | L.S. | 13.39 | 2
9977 | Carriage of materials | L.S. | 13.52 | 2
0123 | Mason (brick layer) 1st class | day | 0.5 | 738
0114 | Beldar | day | 0.5 | 558
Calculated W - SUM of the Amount column above
W as printed in the DAR |  |  |  |  | 1701.82
Difference (calculated - printed)
SAY (Rs.) - final DAR rate as printed (fixed value, not computed) |  |  |  |  | 2276.95
17.16 | Extra for using coloured pedestal type W.C pan (European type) with low level cistern of same colour instead of white vitreous china W.C pan and cistern.
Details of cost for 1 no ¦ Source: CivilDAR_2019_Vol_2.pdf, page 402
Code | Description | Unit | Quantity | Rate (Rs.) | Amount (Rs.) | Note
7105 | Coloured Pedestal type W.C. pan 580x440 mm (European type) | each | 1 | 860
1955 | Vitreous china pedestal type water closet | each | -1 | 1000
7106 | Coloured Vitreous china 10 lit. low level cistern | each | 1 | 1050
7005 | Vitreous china 10 litres low level cistern without fittings | each | -1 | 715
Calculated W - SUM of the Amount column above
W as printed in the DAR |  |  |  |  | 195
Difference (calculated - printed)
SAY (Rs.) - final DAR rate as printed (fixed value, not computed) |  |  |  |  | 260.9
17.16A | Providing and fixing 8 mm dia C.P. / S.S. Jet with flexible tube upto 1 metre long with S.S. triangular plate to Eureopean type W.C. of quality and make as approved by Engineer - in - charge.
Details of cost for 1 No ¦ Source: CivilDAR_2019_Vol_2.pdf, page 403
Code | Description | Unit | Quantity | Rate (Rs.) | Amount (Rs.) | Note
1313 | 8 mm dia C.P. Brass/ S.S. Jet with flexible tube upto 1 metre long with S.S. tringular plate for Eureopean type W.C.(Hindware/Kingston/Prima/Parko/ Marc) | each | 1 | 200
9999 | Carriage of material and fixing charges | L.S. | 11.2 | 2
Calculated W - SUM of the Amount column above
W as printed in the DAR |  |  |  |  | 222.4
Difference (calculated - printed)
SAY (Rs.) - final DAR rate as printed (fixed value, not computed) |  |  |  |  | 297.55
17.17 | Providing and fixing a pair of white vitreous china foot rests of standard pattern for squatting pan water closet :
17.17.1 | 250x130x30 mm
Details of cost for 1 pair ¦ Source: CivilDAR_2019_Vol_2.pdf, page 403
Code | Description | Unit | Quantity | Rate (Rs.) | Amount (Rs.) | Note
1363 | Vitreous china foot rests 250x130x30 mm | pair | 1 | 100
9988 | Cement, sand including carriage of materials | L.S. | 8.06 | 2
0123 | Mason (brick layer) 1st class | day | 0.06 | 738
Calculated W - SUM of the Amount column above
W as printed in the DAR |  |  |  |  | 160.4
Difference (calculated - printed)
SAY (Rs.) - final DAR rate as printed (fixed value, not computed) |  |  |  |  | 214.6
17.17 | Providing and fixing a pair of white vitreous china foot rests of standard pattern for squatting pan water closet :
17.17.2 | 250x125x25 mm
Details of cost for 1 pair ¦ Source: CivilDAR_2019_Vol_2.pdf, page 404
Code | Description | Unit | Quantity | Rate (Rs.) | Amount (Rs.) | Note
1970 | Vitreous china foot rests 250x125x25 mm | pair | 1 | 100
9988 | Cement, sand including carriage of materials | L.S. | 8.06 | 2
0123 | Mason (brick layer) 1st class | day | 0.06 | 738
Calculated W - SUM of the Amount column above
W as printed in the DAR |  |  |  |  | 160.4
Difference (calculated - printed)
SAY (Rs.) - final DAR rate as printed (fixed value, not computed) |  |  |  |  | 214.6
17.18 | Providing and fixing P.V.C. low level flushing cistern with manually controlled device (handle lever) conforming to IS : 7231, with all fittings and fixtures complete.
17.18.1 | 10 litre capacity - White
Details of cost for 1 no ¦ Source: CivilDAR_2019_Vol_2.pdf, page 404
Code | Description | Unit | Quantity | Rate (Rs.) | Amount (Rs.) | Note
7358 | Flushing Cistern P.V.C. 10 lts capacity (low level) (White) (with fittings, accessories and flush pipe) | each | 1 | 575
9977 | Carriage of materials | L.S. | 5.2 | 2
0116 | Fitter (grade 1) | day | 0.125 | 738
0114 | Beldar | day | 0.125 | 558
Calculated W - SUM of the Amount column above
W as printed in the DAR |  |  |  |  | 747.4
Difference (calculated - printed)
SAY (Rs.) - final DAR rate as printed (fixed value, not computed) |  |  |  |  | 999.95
17.18 | Providing and fixing P.V.C. low level flushing cistern with manually controlled device (handle lever) conforming to IS : 7231, with all fittings and fixtures complete.
17.18.2 | 10 litre capacity - coloured
Details of cost for 1 no ¦ Source: CivilDAR_2019_Vol_2.pdf, page 405
Code | Description | Unit | Quantity | Rate (Rs.) | Amount (Rs.) | Note
7123 | Coloured High density polythylene/ poly propylene 10 lit. (full flush) capacity controlled low level flushing cistern with fittings | each | 1 | 550
9977 | Carriage of materials | L.S. | 7.02 | 2
0116 | Fitter (grade 1) | day | 0.125 | 738
0114 | Beldar | day | 0.125 | 558
Calculated W - SUM of the Amount column above
W as printed in the DAR |  |  |  |  | 726.04
Difference (calculated - printed)
SAY (Rs.) - final DAR rate as printed (fixed value, not computed) |  |  |  |  | 971.4
17.19 | Providing and fixing controlled flush, low level cistern made of vitreous china with all fittings complete.
17.19.1 | 10 litre (full flush) capacity-white
Details of cost for 1 no ¦ Source: CivilDAR_2019_Vol_2.pdf, page 405
Code | Description | Unit | Quantity | Rate (Rs.) | Amount (Rs.) | Note
7126 | White Vitreous china 10 lit. (full flush) capacity controlled low level flushing cistern with all fittings | each | 1 | 700
9977 | Carriage of materials | L.S. | 13.52 | 2
0116 | Fitter (grade 1) | day | 0.5 | 738
0114 | Beldar | day | 0.5 | 558
Calculated W - SUM of the Amount column above
W as printed in the DAR |  |  |  |  | 1375.04
Difference (calculated - printed)
SAY (Rs.) - final DAR rate as printed (fixed value, not computed) |  |  |  |  | 1839.7
17.19 | Providing and fixing controlled flush, low level cistern made of vitreous china with all fittings complete.
17.19.2 | 10 litre (full flush) capacity-coloured
Details of cost for 1 no ¦ Source: CivilDAR_2019_Vol_2.pdf, page 406
Code | Description | Unit | Quantity | Rate (Rs.) | Amount (Rs.) | Note
7127 | Coloured Vitreous china 10 lit. (full flush) capacity controlled low level flushing cistern with all fittings | each | 1 | 1150
9977 | Carriage of materials | L.S. | 13.52 | 2
0116 | Fitter (grade 1) | day | 0.5 | 738
0114 | Beldar | day | 0.5 | 558
Calculated W - SUM of the Amount column above
W as printed in the DAR |  |  |  |  | 1825.04
Difference (calculated - printed)
SAY (Rs.) - final DAR rate as printed (fixed value, not computed) |  |  |  |  | 2441.8
17.20 | Providing and fixing solid plastic seat with lid for pedestal type W.C. pan complete :
17.20.1 | White solid plastic seat with lid
Details of cost for 1 no ¦ Source: CivilDAR_2019_Vol_2.pdf, page 406
Code | Description | Unit | Quantity | Rate (Rs.) | Amount (Rs.) | Note
1875 | White plastic seat (solid)with lid C.P.brass hinges and rubber buffers | each | 1 | 400
9988 | Carriage of materials and fixing charges | L.S. | 13.39 | 2
Calculated W - SUM of the Amount column above
W as printed in the DAR |  |  |  |  | 426.78
Difference (calculated - printed)
SAY (Rs.) - final DAR rate as printed (fixed value, not computed) |  |  |  |  | 571
17.20 | Providing and fixing solid plastic seat with lid for pedestal type W.C. pan complete :
17.20.2 | Black solid plastic seat with lid
Details of cost for 1 no ¦ Source: CivilDAR_2019_Vol_2.pdf, page 406
Code | Description | Unit | Quantity | Rate (Rs.) | Amount (Rs.) | Note
1876 | Black plastic seat (solid) with lid C.P.brass hinges and rubber buffers | each | 1 | 310
9988 | Carriage of materials and fixing charges | L.S. | 13.39 | 2
Calculated W - SUM of the Amount column above
W as printed in the DAR |  |  |  |  | 336.78
Difference (calculated - printed)
SAY (Rs.) - final DAR rate as printed (fixed value, not computed) |  |  |  |  | 450.6
17.20 | Providing and fixing solid plastic seat with lid for pedestal type W.C. pan complete :
17.20.3 | Coloured (other than black & white) solid plastic seat with lid
Details of cost for 1 no ¦ Source: CivilDAR_2019_Vol_2.pdf, page 407
Code | Description | Unit | Quantity | Rate (Rs.) | Amount (Rs.) | Note
7107 | Coloured (other than black) solid P.V.C. seat in European W.C. pan | each | 1 | 390
9988 | Carriage of materials and fixing charges | L.S. | 13.39 | 2
Calculated W - SUM of the Amount column above
W as printed in the DAR |  |  |  |  | 416.78
Difference (calculated - printed)
SAY (Rs.) - final DAR rate as printed (fixed value, not computed) |  |  |  |  | 557.65
17.22 | Providing and fixing G.I. inlet connection for flush pipe connecting with W.C. pan.
Details of cost for 1 no ¦ Source: CivilDAR_2019_Vol_2.pdf, page 407
Code | Description | Unit | Quantity | Rate (Rs.) | Amount (Rs.) | Note
1614 | G.I. inlet connection | each | 1 | 60
9988 | Carriage of materials and fixing charges | L.S. | 13.39 | 2
Calculated W - SUM of the Amount column above
W as printed in the DAR |  |  |  |  | 86.78
Difference (calculated - printed)
SAY (Rs.) - final DAR rate as printed (fixed value, not computed) |  |  |  |  | 116.1
17.22A | Providing and fixing CP Brass 32mm size Bottle Trap of approved quality & make and as per the direction of Engineer-in-charge.
Details of cost for 1 no ¦ Source: CivilDAR_2019_Vol_2.pdf, page 408
Code | Description | Unit | Quantity | Rate (Rs.) | Amount (Rs.) | Note
7121 | Bottle Trap | each | 1 | 620
9988 | Carriage and sundries | L.S. | 20 | 2
Calculated W - SUM of the Amount column above
W as printed in the DAR |  |  |  |  | 660
Difference (calculated - printed)
SAY (Rs.) - final DAR rate as printed (fixed value, not computed) |  |  |  |  | 883.05
17.22B | Providing and fixing CP Brass Single lever telephonic wall mixer of quality & make as approved by Engineer in charge. (a) 15 mm nominal dia
Details of cost for 1 no ¦ Source: CivilDAR_2019_Vol_2.pdf, page 408
Code | Description | Unit | Quantity | Rate (Rs.) | Amount (Rs.) | Note
7122 | CP Brass Single lever telephonic wall mixer of approved make | each | 1 | 4500
9977 | Carriage of material and fixing charges | L.S. | 34.71 | 2
Calculated W - SUM of the Amount column above
W as printed in the DAR |  |  |  |  | 4569.42
Difference (calculated - printed)
SAY (Rs.) - final DAR rate as printed (fixed value, not computed) |  |  |  |  | 6113.6
17.23 | Providing and fixing white vitreous china flat back or wall corner type lipped front urinal basin of 430x260x350 mm or 340x410x265 mm sizes respectively.
Details of cost for 1 no ¦ Source: CivilDAR_2019_Vol_2.pdf, page 408
Code | Description | Unit | Quantity | Rate (Rs.) | Amount (Rs.) | Note
1913 | Vitreous china lipped front urinal | each | 1 | 460
9977 | Carriage of materials | L.S. | 9.49 | 2
0116 | Fitter (grade 1) | day | 0.38 | 738
0114 | Beldar | day | 0.38 | 558
Calculated W - SUM of the Amount column above
W as printed in the DAR |  |  |  |  | 971.46
Difference (calculated - printed)
SAY (Rs.) - final DAR rate as printed (fixed value, not computed) |  |  |  |  | 1299.75
17.24 | Providing and fixing white vitreous china squatting plate urinal with integral rim longitudinal flush pipe.
Details of cost for 1 no ¦ Source: CivilDAR_2019_Vol_2.pdf, page 409
Code | Description | Unit | Quantity | Rate (Rs.) | Amount (Rs.) | Note
1915 | Vitreous china squatting plate urinal | each | 1 | 1053
9999 | Cement, sand and grit etc. | L.S. | 10.79 | 2
9977 | Carriage of materials | L.S. | 13.39 | 2
0116 | Fitter (grade 1) | day | 0.5 | 738
0123 | Mason (brick layer) 1st class | day | 0.5 | 738
0114 | Beldar | day | 1 | 558
Calculated W - SUM of the Amount column above
W as printed in the DAR |  |  |  |  | 2397.36
Difference (calculated - printed)
SAY (Rs.) - final DAR rate as printed (fixed value, not computed) |  |  |  |  | 3207.5
17.25 | Providing and fixing white vitreous china wash basin including making all connections but excluding the cost of fittings :
17.25.1 | Flat back wash basin of size 630x450 mm
Details of cost for 1 no ¦ Source: CivilDAR_2019_Vol_2.pdf, page 409
Code | Description | Unit | Quantity | Rate (Rs.) | Amount (Rs.) | Note
1947 | Vitreous china flat back wash basin 630x450 mm | each | 1 | 725
9999 | Fixing charges | L.S. | 53.82 | 2
9977 | Carriage of materials | L.S. | 9.49 | 2
Calculated W - SUM of the Amount column above
W as printed in the DAR |  |  |  |  | 851.62
Difference (calculated - printed)
SAY (Rs.) - final DAR rate as printed (fixed value, not computed) |  |  |  |  | 1139.4
17.25 | Providing and fixing white vitreous china wash basin including making all connections but excluding the cost of fittings :
17.25.2 | Flat back wash basin of size 550x400 mm
Details of cost for 1 no ¦ Source: CivilDAR_2019_Vol_2.pdf, page 410
Code | Description | Unit | Quantity | Rate (Rs.) | Amount (Rs.) | Note
3229 | Vitreous china flat back wash basin 550x400 mm | each | 1 | 545
9999 | Fixing charges | L.S. | 53.82 | 2
9977 | Carriage of materials | L.S. | 9.49 | 2
Calculated W - SUM of the Amount column above
W as printed in the DAR |  |  |  |  | 671.62
Difference (calculated - printed)
SAY (Rs.) - final DAR rate as printed (fixed value, not computed) |  |  |  |  | 898.6
17.25 | Providing and fixing white vitreous china wash basin including making all connections but excluding the cost of fittings :
17.25.3 | Angle back wash basin of size 600x480 mm
Details of cost for 1 no ¦ Source: CivilDAR_2019_Vol_2.pdf, page 410
Code | Description | Unit | Quantity | Rate (Rs.) | Amount (Rs.) | Note
1949 | Vitreous china angle back wash basin 600x480 mm | each | 1 | 725
9999 | Fixing charges | L.S. | 53.82 | 2
9977 | Carriage of materials | L.S. | 9.49 | 2
Calculated W - SUM of the Amount column above
W as printed in the DAR |  |  |  |  | 851.62
Difference (calculated - printed)
SAY (Rs.) - final DAR rate as printed (fixed value, not computed) |  |  |  |  | 1139.4
17.25 | Providing and fixing white vitreous china wash basin including making all connections but excluding the cost of fittings :
17.25.4 | Angle back wash basin of size 400x400 mm
Details of cost for 1 no ¦ Source: CivilDAR_2019_Vol_2.pdf, page 411
Code | Description | Unit | Quantity | Rate (Rs.) | Amount (Rs.) | Note
1950 | Vitreous china angle back wash basin 400x400 mm | each | 1 | 425
9999 | Fixing charges | L.S. | 53.82 | 2
9977 | Carriage of materials | L.S. | 9.49 | 2
Calculated W - SUM of the Amount column above
W as printed in the DAR |  |  |  |  | 551.62
Difference (calculated - printed)
SAY (Rs.) - final DAR rate as printed (fixed value, not computed) |  |  |  |  | 738.05
17.25 | Providing and fixing white vitreous china wash basin including making all connections but excluding the cost of fittings :
17.25.5 | Flat back wash basin of size 450x300 mm
Details of cost for 1 no ¦ Source: CivilDAR_2019_Vol_2.pdf, page 411
Code | Description | Unit | Quantity | Rate (Rs.) | Amount (Rs.) | Note
7004 | Vitreous china flat back wash basin 450x300 mm | each | 1 | 310
9999 | Fixing charges | L.S. | 53.82 | 2
9977 | Carriage of materials | L.S. | 9.49 | 2
Calculated W - SUM of the Amount column above
W as printed in the DAR |  |  |  |  | 436.62
Difference (calculated - printed)
SAY (Rs.) - final DAR rate as printed (fixed value, not computed) |  |  |  |  | 584.15
17.25 | Providing and fixing white vitreous china wash basin including making all connections but excluding the cost of fittings :
17.25.6 | Surgeon type wash basin of size 660x460 mm
Details of cost for 1 no ¦ Source: CivilDAR_2019_Vol_2.pdf, page 412
Code | Description | Unit | Quantity | Rate (Rs.) | Amount (Rs.) | Note
3213 | Vitreous china Surgeon type wash basin of size 660x460 mm | each | 1 | 1000
9999 | Fixing charges | L.S. | 53.82 | 2
9977 | Carriage of materials | L.S. | 9.49 | 2
Calculated W - SUM of the Amount column above
W as printed in the DAR |  |  |  |  | 1126.62
Difference (calculated - printed)
SAY (Rs.) - final DAR rate as printed (fixed value, not computed) |  |  |  |  | 1507.35
17.26 | Providing and fixing kitchen sink including making all connections excluding cost of fittings.
17.26.1 | White glazed fire clay sink of size 600x450x250 mm
Details of cost for 1 no ¦ Source: CivilDAR_2019_Vol_2.pdf, page 412
Code | Description | Unit | Quantity | Rate (Rs.) | Amount (Rs.) | Note
1863 | Fire clay kitchen sink: 600x450x250 mm | each | 1 | 1283
9999 | Fixing charges | L.S. | 40.43 | 2
9977 | Carriage of materials | L.S. | 10.79 | 2
Calculated W - SUM of the Amount column above
W as printed in the DAR |  |  |  |  | 1385.44
Difference (calculated - printed)
SAY (Rs.) - final DAR rate as printed (fixed value, not computed) |  |  |  |  | 1853.65
17.27 | Providing and fixing white vitreous china laboratory sink including making all connections excluding cost of fittings :
17.27.1 | Size 450x300x150 mm
Details of cost for 1 no ¦ Source: CivilDAR_2019_Vol_2.pdf, page 413
Code | Description | Unit | Quantity | Rate (Rs.) | Amount (Rs.) | Note
1871 | White vitreous china laboratry sink 450x300x150 mm | each | 1 | 1500
9999 | Fixing charges | L.S. | 40.43 | 2
9977 | Carriage of materials | L.S. | 10.79 | 2
Calculated W - SUM of the Amount column above
W as printed in the DAR |  |  |  |  | 1602.44
Difference (calculated - printed)
SAY (Rs.) - final DAR rate as printed (fixed value, not computed) |  |  |  |  | 2143.95
17.27 | Providing and fixing white vitreous china laboratory sink including making all connections excluding cost of fittings :
17.27.2 | Size 600x450x200 mm
Details of cost for 1 no ¦ Source: CivilDAR_2019_Vol_2.pdf, page 413
Code | Description | Unit | Quantity | Rate (Rs.) | Amount (Rs.) | Note
1872 | White vitreous china laboratry sink 600x450x200 mm | each | 1 | 2500
9999 | Fixing charges | L.S. | 40.43 | 2
9977 | Carriage of materials | L.S. | 10.79 | 2
Calculated W - SUM of the Amount column above
W as printed in the DAR |  |  |  |  | 2602.44
Difference (calculated - printed)
SAY (Rs.) - final DAR rate as printed (fixed value, not computed) |  |  |  |  | 3481.9
17.28 | Providing and fixing P.V.C. waste pipe for sink or wash basin including P.V.C. waste fittings complete.
17.28.1 | Semi rigid pipe
17.28.1.1 | 32 mm dia
Details of cost for 1 no ¦ Source: CivilDAR_2019_Vol_2.pdf, page 413
Code | Description | Unit | Quantity | Rate (Rs.) | Amount (Rs.) | Note
7117 | Semi Rigid PVC waste pipe for sink and wash basin 32 mm dia with length not less than 700 mm i/c PVC waste fittings | each | 1 | 25
9988 | Carriage of materials and fixing charges | L.S. | 20.28 | 2
Calculated W - SUM of the Amount column above
W as printed in the DAR |  |  |  |  | 65.56
Difference (calculated - printed)
SAY (Rs.) - final DAR rate as printed (fixed value, not computed) |  |  |  |  | 87.7
17.28 | Providing and fixing P.V.C. waste pipe for sink or wash basin including P.V.C. waste fittings complete.
17.28.1 | Semi rigid pipe
17.28.1.2 | 40 mm dia
Details of cost for 1 no ¦ Source: CivilDAR_2019_Vol_2.pdf, page 414
Code | Description | Unit | Quantity | Rate (Rs.) | Amount (Rs.) | Note
7118 | Semi Rigid PVC waste pipe for sink and wash basin 40 mm dia with length not less than 700 mm i/c PVC waste fittings | each | 1 | 33
9988 | Carriage of materials and fixing charges | L.S. | 20.28 | 2
Calculated W - SUM of the Amount column above
W as printed in the DAR |  |  |  |  | 73.56
Difference (calculated - printed)
SAY (Rs.) - final DAR rate as printed (fixed value, not computed) |  |  |  |  | 98.4
17.28 | Providing and fixing P.V.C. waste pipe for sink or wash basin including P.V.C. waste fittings complete.
17.28.2 | Flexible pipe
17.28.2.1 | 32 mm dia
Details of cost for 1 no ¦ Source: CivilDAR_2019_Vol_2.pdf, page 414
Code | Description | Unit | Quantity | Rate (Rs.) | Amount (Rs.) | Note
7119 | Flexible (coil shaped) PVC waste pipe for sink and wash basin 32 mm dia with length not less than 700 mm i/c PVC waste fittings | each | 1 | 35
9988 | Carriage of materials and fixing charges | L.S. | 20.28 | 2
Calculated W - SUM of the Amount column above
W as printed in the DAR |  |  |  |  | 75.56
Difference (calculated - printed)
SAY (Rs.) - final DAR rate as printed (fixed value, not computed) |  |  |  |  | 101.1
17.28 | Providing and fixing P.V.C. waste pipe for sink or wash basin including P.V.C. waste fittings complete.
17.28.2 | Flexible pipe
17.28.2.2 | 40 mm dia
Details of cost for 1 no ¦ Source: CivilDAR_2019_Vol_2.pdf, page 415
Code | Description | Unit | Quantity | Rate (Rs.) | Amount (Rs.) | Note
7120 | Flexible (coil shaped) PVC waste pipe for sink and wash basin 40 mm dia with length not less than 700 mm i/c PVC waste fittings | each | 1 | 35
9988 | Carriage of materials and fixing charges | L.S. | 20.28 | 2
Calculated W - SUM of the Amount column above
W as printed in the DAR |  |  |  |  | 75.56
Difference (calculated - printed)
SAY (Rs.) - final DAR rate as printed (fixed value, not computed) |  |  |  |  | 101.1
17.29 | Providing and fixing 100 mm sand cast Iron grating for gully trap.
Details of cost for 1 no ¦ Source: CivilDAR_2019_Vol_2.pdf, page 415
Code | Description | Unit | Quantity | Rate (Rs.) | Amount (Rs.) | Note
1369 | S.C.I. gully or nahani grating 100 mm dia | each | 1 | 25
9988 | Carriage of materials and fixing charges | L.S. | 4.16 | 2
Calculated W - SUM of the Amount column above
W as printed in the DAR |  |  |  |  | 33.32
Difference (calculated - printed)
SAY (Rs.) - final DAR rate as printed (fixed value, not computed) |  |  |  |  | 44.6
17.30 | Providing and fixing in position 25 mm diameter mosquito proof coupling of approved municipal design.
Details of cost for 1 no ¦ Source: CivilDAR_2019_Vol_2.pdf, page 416
Code | Description | Unit | Quantity | Rate (Rs.) | Amount (Rs.) | Note
1350 | Mosquito proof coupling of approved design | each | 1 | 30
9988 | Carriage of materials and fixing charges | L.S. | 1.82 | 2
Calculated W - SUM of the Amount column above
W as printed in the DAR |  |  |  |  | 33.64
Difference (calculated - printed)
SAY (Rs.) - final DAR rate as printed (fixed value, not computed) |  |  |  |  | 45
17.31 | Providing and fixing 600x450 mm beveled edge mirror of superior glass (of approved quality) complete with 6 mm thick hard board ground fixed to wooden cleats with C.P. brass screws and washers complete.
Details of cost for 1 no ¦ Source: CivilDAR_2019_Vol_2.pdf, page 416
Code | Description | Unit | Quantity | Rate (Rs.) | Amount (Rs.) | Note
1392 | Mirror of superior make glass 60x45 cm | each | 1 | 400
7116 | Hard board 6 mm thick | sqm | 0.27 | 115
8.23 | Rate as per item 8.23 - Providing 50x50x50 mm 2nd class teak wood plugs including cutting brick work and fixing in cement mortar 1:... | each | 4 | 33.9
0588 | Chromium plated Brass screws 25 mm | 100 Nos | 0.04 | 180
9977 | Carriage of materials | L.S. | 4.16 | 2
9999 | Sundries | L.S. | 1.43 | 2
0112 | Carpenter 2nd class | day | 0.33 | 679
0114 | Beldar | day | 0.33 | 558
Calculated W - SUM of the Amount column above
W as printed in the DAR |  |  |  |  | 993.24
Difference (calculated - printed)
SAY (Rs.) - final DAR rate as printed (fixed value, not computed) |  |  |  |  | 1283.05
17.32 | Providing and fixing mirror of superior glass (of approved quality) and of required shape and size with plastic moulded frame of approved make and shade with 6 mm thick hard board backing :
17.32.1 | Circular shape 450 mm dia
Details of cost for 1 no ¦ Source: CivilDAR_2019_Vol_2.pdf, page 417
Code | Description | Unit | Quantity | Rate (Rs.) | Amount (Rs.) | Note
7112 | Circular shape 450 mm dia Mirror with Plastic moulded frame | each | 1 | 430
7116 | Hard board 6 mm thick | sqm | 0.22 | 115
7048 | Rawl plug 50 mm (designation 10 no.) | each | 2 | 25
0588 | Chromium plated Brass screws 25 mm | 100 Nos | 0.02 | 180
9999 | Sundries | L.S. | 1.43 | 2
9977 | Carriage of materials | L.S. | 4.16 | 2
0112 | Carpenter 2nd class | day | 0.33 | 679
0114 | Beldar | day | 0.33 | 558
Calculated W - SUM of the Amount column above
W as printed in the DAR |  |  |  |  | 928.29
Difference (calculated - printed)
SAY (Rs.) - final DAR rate as printed (fixed value, not computed) |  |  |  |  | 1242
17.32 | Providing and fixing mirror of superior glass (of approved quality) and of required shape and size with plastic moulded frame of approved make and shade with 6 mm thick hard board backing :
17.32.2 | Rectangular shape 453x357 mm
Details of cost for 1 no ¦ Source: CivilDAR_2019_Vol_2.pdf, page 417
Code | Description | Unit | Quantity | Rate (Rs.) | Amount (Rs.) | Note
7113 | Rectangular shape 453x357 mm Mirror with Plastic moulded frame | each | 1 | 290
7116 | Hard board 6 mm thick | sqm | 0.18 | 115
7048 | Rawl plug 50 mm (designation 10 no.) | each | 4 | 25
0588 | Chromium plated Brass screws 25 mm | 100 Nos | 0.04 | 180
9999 | Sundries | L.S. | 1.43 | 2
9977 | Carriage of materials | L.S. | 4.16 | 2
0112 | Carpenter 2nd class | day | 0.33 | 679
0114 | Beldar | day | 0.33 | 558
Calculated W - SUM of the Amount column above
W as printed in the DAR |  |  |  |  | 837.29
Difference (calculated - printed)
SAY (Rs.) - final DAR rate as printed (fixed value, not computed) |  |  |  |  | 1120.25
17.32 | Providing and fixing mirror of superior glass (of approved quality) and of required shape and size with plastic moulded frame of approved make and shade with 6 mm thick hard board backing :
17.32.3 | Oval shape 450x350 mm (outer dimensions)
Details of cost for 1 no ¦ Source: CivilDAR_2019_Vol_2.pdf, page 418
Code | Description | Unit | Quantity | Rate (Rs.) | Amount (Rs.) | Note
7114 | Ovel shape 450x350 mm (outer dimensions) Mirror with Plastic moulded frame | each | 1 | 340
7116 | Hard board 6 mm thick | sqm | 0.17 | 115
7048 | Rawl plug 50 mm (designation 10 no.) | each | 4 | 25
0588 | Chromium plated Brass screws 25 mm | 100 Nos | 0.04 | 180
9999 | Sundries | L.S. | 1.43 | 2
9977 | Carriage of materials | L.S. | 4.16 | 2
0112 | Carpenter 2nd class | day | 0.33 | 679
0114 | Beldar | day | 0.33 | 558
Calculated W - SUM of the Amount column above
W as printed in the DAR |  |  |  |  | 886.14
Difference (calculated - printed)
SAY (Rs.) - final DAR rate as printed (fixed value, not computed) |  |  |  |  | 1185.6
17.32 | Providing and fixing mirror of superior glass (of approved quality) and of required shape and size with plastic moulded frame of approved make and shade with 6 mm thick hard board backing :
17.32.4 | Rectangular shape 1500x450 mm
Details of cost for 1 no ¦ Source: CivilDAR_2019_Vol_2.pdf, page 419
Code | Description | Unit | Quantity | Rate (Rs.) | Amount (Rs.) | Note
7115 | Rectangular shape 1500x450 mm Mirror with Plastic moulded frame | each | 1 | 670
7116 | Hard board 6 mm thick | sqm | 0.74 | 115
7048 | Rawl plug 50 mm (designation 10 no.) | each | 6 | 25
0588 | Chromium plated Brass screws 25 mm | 100 Nos | 0.06 | 180
9999 | Sundries | L.S. | 1.43 | 2
9977 | Carriage of materials | L.S. | 4.16 | 2
0112 | Carpenter 2nd class | day | 0.33 | 679
0114 | Beldar | day | 0.33 | 558
Calculated W - SUM of the Amount column above
W as printed in the DAR |  |  |  |  | 1335.29
Difference (calculated - printed)
SAY (Rs.) - final DAR rate as printed (fixed value, not computed) |  |  |  |  | 1786.55
17.33 | Providing and fixing 600x120x5 mm glass shelf with edges round off, supported on anodised aluminium angle frame with C.P. brass brackets and guard rail complete fixed with 40 mm long screws, rawl plugs etc., complete.
Details of cost for 1 no ¦ Source: CivilDAR_2019_Vol_2.pdf, page 419
Code | Description | Unit | Quantity | Rate (Rs.) | Amount (Rs.) | Note
3228 | 600x120 mm glass shelf with anodised aluminium angle frame, C.P. brass brackets and guard rail of standard size | each | 1 | 250
7048 | Rawl plug 50 mm (designation 10 no.) | each | 2 | 25
0586 | Chromium plated Brass screws 40 mm | 100 Nos | 0.04 | 290
9977 | Carriage of materials | L.S. | 4.16 | 2
0112 | Carpenter 2nd class | day | 0.25 | 679
0114 | Beldar | day | 0.25 | 558
Calculated W - SUM of the Amount column above
W as printed in the DAR |  |  |  |  | 629.17
Difference (calculated - printed)
SAY (Rs.) - final DAR rate as printed (fixed value, not computed) |  |  |  |  | 841.8
17.34 | Providing and fixing toilet paper holder :
17.34.1 | C.P. brass
Details of cost for 1 no ¦ Source: CivilDAR_2019_Vol_2.pdf, page 420
Code | Description | Unit | Quantity | Rate (Rs.) | Amount (Rs.) | Note
1889 | C.P.brass toilet paper holder of standard size | each | 1 | 225
8.23 | Rate as per item 8.23 - Providing 50x50x50 mm 2nd class teak wood plugs including cutting brick work and fixing in cement mortar 1:... | each | 2 | 33.9
0588 | Chromium plated Brass screws 25 mm | 100 Nos | 0.02 | 180
9977 | Carriage of materials | L.S. | 4.29 | 2
0112 | Carpenter 2nd class | day | 0.12 | 679
0114 | Beldar | day | 0.12 | 558
Calculated W - SUM of the Amount column above
W as printed in the DAR |  |  |  |  | 453.42
Difference (calculated - printed)
SAY (Rs.) - final DAR rate as printed (fixed value, not computed) |  |  |  |  | 583.75
17.34 | Providing and fixing toilet paper holder :
17.34.2 | Vitreous china
Details of cost for 1 no ¦ Source: CivilDAR_2019_Vol_2.pdf, page 421
Code | Description | Unit | Quantity | Rate (Rs.) | Amount (Rs.) | Note
3749 | Vitreous china toilet paper holder of standard size | each | 1 | 100
8.23 | Rate as per item 8.23 - Providing 50x50x50 mm 2nd class teak wood plugs including cutting brick work and fixing in cement mortar 1:... | each | 2 | 33.9
0588 | Chromium plated Brass screws 25 mm | 100 Nos | 0.06 | 180
9977 | Carriage of materials | L.S. | 4.29 | 2
0112 | Carpenter 2nd class | day | 0.12 | 679
0114 | Beldar | day | 0.12 | 558
Calculated W - SUM of the Amount column above
W as printed in the DAR |  |  |  |  | 335.62
Difference (calculated - printed)
SAY (Rs.) - final DAR rate as printed (fixed value, not computed) |  |  |  |  | 426.15
17.35 | Providing and fixing soil, waste and vent pipes :
17.35.1 | 100 mm dia
17.35.1.1 | Sand cast iron S&S pipe as per IS: 1729
Details of cost for 17.37 m ¦ Source: CivilDAR_2019_Vol_2.pdf, page 421
Code | Description | Unit | Quantity | Rate (Rs.) | Amount (Rs.) | Note
1617 | S.C.I. soil, waste and vent single socketed pipe 1.80 metres long: 100mm dia | each | 10.5 | 1135
9999 | Scaffolding | L.S. | 80.73 | 2
9977 | Carriage of materials | L.S. | 53.82 | 2
0116 | Fitter (grade 1) | day | 0.42 | 738
0100 | Bandhani | day | 0.21 | 617
0114 | Beldar | day | 0.83 | 558
Calculated W - SUM of the Amount column above
W as printed in the DAR |  |  |  |  | 13089.27
Difference (calculated - printed)
SAY (Rs.) - final DAR rate as printed (fixed value, not computed) |  |  |  |  | 1008.2
17.35 | Providing and fixing soil, waste and vent pipes :
17.35.1 | 100 mm dia
17.35.1.2 | Centrifugally cast (spun) iron socket & spigot (S&S) pipe as per IS: 3989
Details of cost for 16.87 m ¦ Source: CivilDAR_2019_Vol_2.pdf, page 422
Code | Description | Unit | Quantity | Rate (Rs.) | Amount (Rs.) | Note
3620 | C.C.I.(spun) socketed soil, waste and vent pipe 1.80 metres long:100mm dia | each | 10.5 | 1200
9999 | Scaffolding | L.S. | 80.73 | 2
9977 | Carriage of materials | L.S. | 53.82 | 2
0116 | Fitter (grade 1) | day | 0.42 | 738
0100 | Bandhani | day | 0.21 | 617
0114 | Beldar | day | 0.83 | 558
Calculated W - SUM of the Amount column above
W as printed in the DAR |  |  |  |  | 13771.77
Difference (calculated - printed)
SAY (Rs.) - final DAR rate as printed (fixed value, not computed) |  |  |  |  | 1092.2
17.35 | Providing and fixing soil, waste and vent pipes :
17.35.1 | 100 mm dia
17.35.1.3 | Hubless centrifugally cast (spun) iron pipes epoxy coated inside & outside IS:15905
Details of cost for 18 metre ¦ Source: CivilDAR_2019_Vol_2.pdf, page 422
Code | Description | Unit | Quantity | Rate (Rs.) | Amount (Rs.) | Note
7621 | Hubless centrifugally cast (spun) iron pipes as per IS 15905 - 100 mm dia (3000 mm length pipe) | metre | 18.54 | 700
9999 | Scaffolding | L.S. | 80.73 | 2
9977 | Carriage of materials | L.S. | 53.82 | 2
0116 | Fitter (grade 1) | day | 0.42 | 738
0100 | Bandhani | day | 0.21 | 617
0114 | Beldar | day | 0.83 | 558
Calculated W - SUM of the Amount column above
W as printed in the DAR |  |  |  |  | 14149.77
Difference (calculated - printed)
SAY (Rs.) - final DAR rate as printed (fixed value, not computed) |  |  |  |  | 1051.75
17.35 | Providing and fixing soil, waste and vent pipes :
17.35.2 | 75 mm diameter :
17.35.2.1 | Sand cast iron S&S pipe as per IS: 1729
Details of cost for 17.42 m ¦ Source: CivilDAR_2019_Vol_2.pdf, page 423
Code | Description | Unit | Quantity | Rate (Rs.) | Amount (Rs.) | Note
1616 | S.C.I. soil, waste and vent single socketed pipe 1.80 metres long: 75mm dia | each | 10.5 | 1050
9999 | Scaffolding | L.S. | 80.73 | 2
9977 | Carriage of materials | L.S. | 40.38 | 2
0116 | Fitter (grade 1) | day | 0.35 | 738
0100 | Bandhani | day | 0.17 | 617
0114 | Beldar | day | 0.7 | 558
Calculated W - SUM of the Amount column above
W as printed in the DAR |  |  |  |  | 12021.01
Difference (calculated - printed)
SAY (Rs.) - final DAR rate as printed (fixed value, not computed) |  |  |  |  | 923.25
17.35 | Providing and fixing soil, waste and vent pipes :
17.35.2 | 75 mm diameter :
17.35.2.2 | Centrifugally cast (spun) iron socketed pipe as per IS: 3989
Details of cost for 16.92 m ¦ Source: CivilDAR_2019_Vol_2.pdf, page 423
Code | Description | Unit | Quantity | Rate (Rs.) | Amount (Rs.) | Note
3621 | C.C.I.(spun) socketed soil, waste and vent pipe 1.80 metres long:75mm dia | each | 10.5 | 1100
9999 | Scaffolding | L.S. | 80.73 | 2
9977 | Carriage of materials | L.S. | 40.38 | 2
0116 | Fitter (grade 1) | day | 0.35 | 738
0100 | Bandhani | day | 0.17 | 617
0114 | Beldar | day | 0.7 | 558
Calculated W - SUM of the Amount column above
W as printed in the DAR |  |  |  |  | 12546.01
Difference (calculated - printed)
SAY (Rs.) - final DAR rate as printed (fixed value, not computed) |  |  |  |  | 992.05
17.35 | Providing and fixing soil, waste and vent pipes :
17.35.2 | 75 mm diameter :
17.35.2.3 | Hubless centrifugally cast (spun) iron pipes epoxy coated inside & outside IS:15905
Details of cost for 18 metre ¦ Source: CivilDAR_2019_Vol_2.pdf, page 424
Code | Description | Unit | Quantity | Rate (Rs.) | Amount (Rs.) | Note
7622 | Hubless centrifugally cast (spun) iron pipes as per IS 15905 - 75 mm dia (3000 mm length pipe) | metre | 18.54 | 570
9999 | Scaffolding | L.S. | 80.73 | 2
9977 | Carriage of materials | L.S. | 40.38 | 2
0116 | Fitter (grade 1) | day | 0.35 | 738
0100 | Bandhani | day | 0.17 | 617
0114 | Beldar | day | 0.7 | 558
Calculated W - SUM of the Amount column above
W as printed in the DAR |  |  |  |  | 11563.81
Difference (calculated - printed)
SAY (Rs.) - final DAR rate as printed (fixed value, not computed) |  |  |  |  | 859.55
17.36 | Providing and filling the joints with spun yarn, cement slurry and cement mortar 1:2 ( 1 cement : 2 fine sand) in S.C.I./ C.I. Pipes :
17.36.1 | 75 mm dia pipe
Details of cost for 4 joints ¦ Source: CivilDAR_2019_Vol_2.pdf, page 424
Code | Description | Unit | Quantity | Rate (Rs.) | Amount (Rs.) | Note
9999 | Cement mortar, spun yarn etc. | L.S. | 6.89 | 2
0116 | Fitter (grade 1) | day | 0.28 | 738
0114 | Beldar | day | 0.28 | 558
Calculated W - SUM of the Amount column above
W as printed in the DAR |  |  |  |  | 376.66
Difference (calculated - printed)
SAY (Rs.) - final DAR rate as printed (fixed value, not computed) |  |  |  |  | 126
17.36 | Providing and filling the joints with spun yarn, cement slurry and cement mortar 1:2 ( 1 cement : 2 fine sand) in S.C.I./ C.I. Pipes :
17.36.2 | 100 mm dia pipe
Details of cost for 4 joints ¦ Source: CivilDAR_2019_Vol_2.pdf, page 425
Code | Description | Unit | Quantity | Rate (Rs.) | Amount (Rs.) | Note
9999 | Cement mortar, spun yarn etc. | L.S. | 8.06 | 2
0116 | Fitter (grade 1) | day | 0.33 | 738
0114 | Beldar | day | 0.33 | 558
Calculated W - SUM of the Amount column above
W as printed in the DAR |  |  |  |  | 443.8
Difference (calculated - printed)
SAY (Rs.) - final DAR rate as printed (fixed value, not computed) |  |  |  |  | 148.45
17.37 | Providing and fixing M.S. holder-bat clamps of approved design to Sand Cast iron/ cast iron (spun) pipe embedded in and including cement concrete blocks 10x10x10 cm of 1:2:4 mix (1 cement : 2 coarse sand : 4 graded stone aggregate 20 mm nominal size), including cost of cutting holes and making good the walls etc. :
17.37.1 | For 100 mm dia pipe
Details of cost for 5 bat ¦ Source: CivilDAR_2019_Vol_2.pdf, page 425
Code | Description | Unit | Quantity | Rate (Rs.) | Amount (Rs.) | Note
1331 | M.S.Holder bat clamp of approved design for 100 mm S.C.I. pipe | each | 5 | 30
9977 | Carriage of bat clamps | L.S. | 2.47 | 2
0116 | Fitter (grade 1) | day | 0.125 | 738
0124 | Mason (brick layer) 2nd class | day | 0.75 | 679
0114 | Beldar | day | 0.5 | 558
9999 | Sundries | L.S. | 7.15 | 2
0295 | Stone Aggregate (Single size) : 20 mm nominal size | cum | 0.0033 | 1350
0297 | Stone Aggregate (Single size) : 10 mm nominal size | cum | 0.0011 | 1350
2202 | Carriage of Stone aggregate below 40 mm nominal size | cum | 0.0044 | 103.77
0982 | Coarse sand (zone III) | cum | 0.0022 | 1350
2203 | Carriage of Coarse sand | cum | 0.0022 | 103.77
0367 | Portland Cement (OPC-43 grade) | tonne | 0.0016 | 4940
2209 | Carriage of Cement | tonne | 0.0016 | 92.24
0114 | Beldar | day | 0.0045 | 558
0115 | Coolie | day | 0.0032 | 558
0101 | Bhisti | day | 0.0014 | 617
0123 | Mason (brick layer) 1st class | day | 0.0003 | 738
0124 | Mason (brick layer) 2nd class | day | 0.0003 | 679
0128 | Mate | day | 0.0002 | 617
9999 | Hire charges of machine etc. | L.S. | 0.26 | 2
9999 | Sundries | L.S. | 0.13 | 2
9999 | Sundries | L.S. | 0.13 | 2
Calculated W - SUM of the Amount column above
W as printed in the DAR |  |  |  |  | 1074.14
Difference (calculated - printed)
SAY (Rs.) - final DAR rate as printed (fixed value, not computed) |  |  |  |  | 287.45
17.37 | Providing and fixing M.S. holder-bat clamps of approved design to Sand Cast iron/ cast iron (spun) pipe embedded in and including cement concrete blocks 10x10x10 cm of 1:2:4 mix (1 cement : 2 coarse sand : 4 graded stone aggregate 20 mm nominal size), including cost of cutting holes and making good the walls etc. :
17.37.2 | For 75 mm dia pipe
Details of cost for 5 bat ¦ Source: CivilDAR_2019_Vol_2.pdf, page 426
Code | Description | Unit | Quantity | Rate (Rs.) | Amount (Rs.) | Note
1332 | M.S.Holder bat clamp of approved design for75 mm S.C.I. pipe | each | 5 | 27
9977 | Carriage of bat clamps | L.S. | 2.47 | 2
0116 | Fitter (grade 1) | day | 0.125 | 738
0124 | Mason (brick layer) 2nd class | day | 0.75 | 679
0114 | Beldar | day | 0.5 | 558
9999 | Sundries | L.S. | 7.15 | 2
0295 | Stone Aggregate (Single size) : 20 mm nominal size | cum | 0.0033 | 1350
0297 | Stone Aggregate (Single size) : 10 mm nominal size | cum | 0.0011 | 1350
2202 | Carriage of Stone aggregate below 40 mm nominal size | cum | 0.0044 | 103.77
0982 | Coarse sand (zone III) | cum | 0.0022 | 1350
2203 | Carriage of Coarse sand | cum | 0.0022 | 103.77
0367 | Portland Cement (OPC-43 grade) | tonne | 0.0016 | 4940
2209 | Carriage of Cement | tonne | 0.0016 | 92.24
0114 | Beldar | day | 0.0045 | 558
0115 | Coolie | day | 0.0032 | 558
0101 | Bhisti | day | 0.0014 | 617
0123 | Mason (brick layer) 1st class | day | 0.0003 | 738
0124 | Mason (brick layer) 2nd class | day | 0.0003 | 679
0128 | Mate | day | 0.0002 | 617
9999 | Hire charges of machine etc. | L.S. | 0.26 | 2
9999 | Sundries | L.S. | 0.13 | 2
9999 | Sundries | L.S. | 0.13 | 2
Calculated W - SUM of the Amount column above
W as printed in the DAR |  |  |  |  | 1059.14
Difference (calculated - printed)
SAY (Rs.) - final DAR rate as printed (fixed value, not computed) |  |  |  |  | 283.4
17.38 | Providing and fixing bend of required degree with access door, insertion rubber washer 3 mm thick, bolts and nuts complete.
17.38.1 | 100 mm dia
17.38.1.1 | Sand cast iron S&S as per IS - 1729
Details of cost for 1 no ¦ Source: CivilDAR_2019_Vol_2.pdf, page 427
Code | Description | Unit | Quantity | Rate (Rs.) | Amount (Rs.) | Note
1625 | S.C.I. bend with access door 100mm dia | each | 1 | 300
1374 | Rubber insertions for 100 mm dia pipe joints | each | 1 | 18
9988 | Carriage of materials and fixing charges | L.S. | 13.52 | 2
Calculated W - SUM of the Amount column above
W as printed in the DAR |  |  |  |  | 345.04
Difference (calculated - printed)
SAY (Rs.) - final DAR rate as printed (fixed value, not computed) |  |  |  |  | 461.65
17.38 | Providing and fixing bend of required degree with access door, insertion rubber washer 3 mm thick, bolts and nuts complete.
17.38.1 | 100 mm dia
17.38.1.2 | Sand cast iron S&S as per IS - 3989
Details of cost for 1 no ¦ Source: CivilDAR_2019_Vol_2.pdf, page 427
Code | Description | Unit | Quantity | Rate (Rs.) | Amount (Rs.) | Note
3624 | S.C.I. S&S bends with access door 100mm dia | each | 1 | 300
1374 | Rubber insertions for 100 mm dia pipe joints | each | 1 | 18
9988 | Carriage of materials and fixing charges | L.S. | 13.52 | 2
Calculated W - SUM of the Amount column above
W as printed in the DAR |  |  |  |  | 345.04
Difference (calculated - printed)
SAY (Rs.) - final DAR rate as printed (fixed value, not computed) |  |  |  |  | 461.65
17.38 | Providing and fixing bend of required degree with access door, insertion rubber washer 3 mm thick, bolts and nuts complete.
17.38.1 | 100 mm dia
17.38.1.3 | Hubless centrifugally cast (spun) iron epoxy coated inside & outside as per IS:15905
Details of cost for 1 no ¦ Source: CivilDAR_2019_Vol_2.pdf, page 428
Code | Description | Unit | Quantity | Rate (Rs.) | Amount (Rs.) | Note
7639 | Hubless centrifugally cast (spun) iron bend with access door - 100 mm dia as per IS IS:15905 | each | 1 | 365
1374 | Rubber insertions for 100 mm dia pipe joints | each | 1 | 18
9977 | Carriage of materials and fixing charges | L.S. | 13.52 | 2
Calculated W - SUM of the Amount column above
W as printed in the DAR |  |  |  |  | 410.04
Difference (calculated - printed)
SAY (Rs.) - final DAR rate as printed (fixed value, not computed) |  |  |  |  | 548.6
17.38 | Providing and fixing bend of required degree with access door, insertion rubber washer 3 mm thick, bolts and nuts complete.
17.38.2 | 75 mm dia
17.38.2.1 | Sand cast iron S&S as per IS - 1729
Details of cost for 1 no ¦ Source: CivilDAR_2019_Vol_2.pdf, page 428
Code | Description | Unit | Quantity | Rate (Rs.) | Amount (Rs.) | Note
1624 | S.C.I. bend with access door 75mm dia | each | 1 | 240
1373 | Rubber insertions for 80 mm dia pipe joints | each | 1 | 16
9988 | Carriage of materials and fixing charges | L.S. | 10.79 | 2
Calculated W - SUM of the Amount column above
W as printed in the DAR |  |  |  |  | 277.58
Difference (calculated - printed)
SAY (Rs.) - final DAR rate as printed (fixed value, not computed) |  |  |  |  | 371.4
17.38 | Providing and fixing bend of required degree with access door, insertion rubber washer 3 mm thick, bolts and nuts complete.
17.38.2 | 75 mm dia
17.38.2.2 | Sand cast iron S&S as per IS- 3989
Details of cost for 1 no ¦ Source: CivilDAR_2019_Vol_2.pdf, page 429
Code | Description | Unit | Quantity | Rate (Rs.) | Amount (Rs.) | Note
3625 | S.C.I. S&S bends with access door 75mm dia | each | 1 | 250
1373 | Rubber insertions for 80 mm dia pipe joints | each | 1 | 16
9988 | Carriage of materials and fixing charges | L.S. | 10.79 | 2
Calculated W - SUM of the Amount column above
W as printed in the DAR |  |  |  |  | 287.58
Difference (calculated - printed)
SAY (Rs.) - final DAR rate as printed (fixed value, not computed) |  |  |  |  | 384.75
17.38 | Providing and fixing bend of required degree with access door, insertion rubber washer 3 mm thick, bolts and nuts complete.
17.38.2 | 75 mm dia
17.38.2.3 | Hubless centrifugally cast (spun) iron epoxy coated inside & outside as per IS:15905
Details of cost for 1 no ¦ Source: CivilDAR_2019_Vol_2.pdf, page 429
Code | Description | Unit | Quantity | Rate (Rs.) | Amount (Rs.) | Note
7640 | Hubless centrifugally cast (spun) iron bend with access door - 75 mm dia as per IS 15905 including cost of bolts & nuts. | each | 1 | 290
1373 | Rubber insertions for 80 mm dia pipe joints | each | 1 | 16
9977 | Carriage of materials and fixing charges | L.S. | 10.79 | 2
Calculated W - SUM of the Amount column above
W as printed in the DAR |  |  |  |  | 327.58
Difference (calculated - printed)
SAY (Rs.) - final DAR rate as printed (fixed value, not computed) |  |  |  |  | 438.3
17.39 | Providing and fixing plain bend of required degree.
17.39.1 | 100 mm dia
17.39.1.1 | Sand cast iron S&S as per IS - 1729
Details of cost for 1 no ¦ Source: CivilDAR_2019_Vol_2.pdf, page 430
Code | Description | Unit | Quantity | Rate (Rs.) | Amount (Rs.) | Note
1621 | S.C.I. plain bend 100 mm dia | each | 1 | 258
9988 | Carriage of materials and fixing charges | L.S. | 13.52 | 2
Calculated W - SUM of the Amount column above
W as printed in the DAR |  |  |  |  | 285.04
Difference (calculated - printed)
SAY (Rs.) - final DAR rate as printed (fixed value, not computed) |  |  |  |  | 381.35
17.39 | Providing and fixing plain bend of required degree.
17.39.1 | 100 mm dia
17.39.1.2 | Sand cast iron S&S as per IS : 3989
Details of cost for 1 no ¦ Source: CivilDAR_2019_Vol_2.pdf, page 430
Code | Description | Unit | Quantity | Rate (Rs.) | Amount (Rs.) | Note
3628 | S.C.I. S&S bend100mm dia | each | 1 | 265
9988 | Carriage of materials and fixing charges | L.S. | 13.52 | 2
Calculated W - SUM of the Amount column above
W as printed in the DAR |  |  |  |  | 292.04
Difference (calculated - printed)
SAY (Rs.) - final DAR rate as printed (fixed value, not computed) |  |  |  |  | 390.75
17.39 | Providing and fixing plain bend of required degree.
17.39.1 | 100 mm dia
17.39.1.3 | Hubless centrifugally cast (spun) iron pipes epoxy coated inside & outside IS:15905
Details of cost for 1 no ¦ Source: CivilDAR_2019_Vol_2.pdf, page 431
Code | Description | Unit | Quantity | Rate (Rs.) | Amount (Rs.) | Note
7623 | Hubless centrifugally cast (spun) iron plain bend as per IS 15905- 100 mm dia | each | 1 | 230
9977 | Carriage of materials and fixing charges | L.S. | 13.52 | 2
Calculated W - SUM of the Amount column above
W as printed in the DAR |  |  |  |  | 257.04
Difference (calculated - printed)
SAY (Rs.) - final DAR rate as printed (fixed value, not computed) |  |  |  |  | 343.9
17.39 | Providing and fixing plain bend of required degree.
17.39.2 | 75 mm dia
17.39.2.1 | Sand cast iron S&S as per IS -1729
Details of cost for 1 no ¦ Source: CivilDAR_2019_Vol_2.pdf, page 431
Code | Description | Unit | Quantity | Rate (Rs.) | Amount (Rs.) | Note
1620 | S.C.I. plain bend 75 mm dia | each | 1 | 210
9988 | Carriage of materials and fixing charges | L.S. | 10.79 | 2
Calculated W - SUM of the Amount column above
W as printed in the DAR |  |  |  |  | 231.58
Difference (calculated - printed)
SAY (Rs.) - final DAR rate as printed (fixed value, not computed) |  |  |  |  | 309.85
17.39 | Providing and fixing plain bend of required degree.
17.39.2 | 75 mm dia
17.39.2.2 | Sand cast iron S&S as per IS - 3989
Details of cost for 1 no ¦ Source: CivilDAR_2019_Vol_2.pdf, page 431
Code | Description | Unit | Quantity | Rate (Rs.) | Amount (Rs.) | Note
3629 | S.C.I. S&S bend75mm dia | each | 1 | 195
9988 | Carriage of materials and fixing charges | L.S. | 10.79 | 2
Calculated W - SUM of the Amount column above
W as printed in the DAR |  |  |  |  | 216.58
Difference (calculated - printed)
SAY (Rs.) - final DAR rate as printed (fixed value, not computed) |  |  |  |  | 289.75
17.39 | Providing and fixing plain bend of required degree.
17.39.2 | 75 mm dia
17.39.2.3 | Hubless centrifugally cast (spun) iron pipes epoxy coated inside & outside IS:15905
Details of cost for 1 no ¦ Source: CivilDAR_2019_Vol_2.pdf, page 432
Code | Description | Unit | Quantity | Rate (Rs.) | Amount (Rs.) | Note
7624 | Hubless centrifugally cast (spun) iron plain bend as per IS 15905 - 75 mm dia | each | 1 | 160
9977 | Carriage of materials and fixing charges | L.S. | 10.79 | 2
Calculated W - SUM of the Amount column above
W as printed in the DAR |  |  |  |  | 181.58
Difference (calculated - printed)
SAY (Rs.) - final DAR rate as printed (fixed value, not computed) |  |  |  |  | 242.95
17.40 | Providing and fixing heel rest sanitary bend
17.40.1 | 100 mm dia
17.40.1.1 | Sand cast iron S&S as per IS - 1729
Details of cost for 1 no ¦ Source: CivilDAR_2019_Vol_2.pdf, page 432
Code | Description | Unit | Quantity | Rate (Rs.) | Amount (Rs.) | Note
1667 | Sand cast iron heel rest bend 100mm dia | each | 1 | 347
9988 | Carriage of materials and fixing charges | L.S. | 13.52 | 2
Calculated W - SUM of the Amount column above
W as printed in the DAR |  |  |  |  | 374.04
Difference (calculated - printed)
SAY (Rs.) - final DAR rate as printed (fixed value, not computed) |  |  |  |  | 500.45
17.40 | Providing and fixing heel rest sanitary bend
17.40.1 | 100 mm dia
17.40.1.2 | Sand cast iron S&S as per IS - 3989
Details of cost for 1 no ¦ Source: CivilDAR_2019_Vol_2.pdf, page 433
Code | Description | Unit | Quantity | Rate (Rs.) | Amount (Rs.) | Note
3634 | S.C.I. S&S heel rest sanitary bend 100mm dia | each | 1 | 296
9988 | Carriage of materials and fixing charges | L.S. | 13.52 | 2
Calculated W - SUM of the Amount column above
W as printed in the DAR |  |  |  |  | 323.04
Difference (calculated - printed)
SAY (Rs.) - final DAR rate as printed (fixed value, not computed) |  |  |  |  | 432.2
17.40 | Providing and fixing heel rest sanitary bend
17.40.2 | 75 mm dia
17.40.2.1 | Sand cast iron S&S as per IS - 1729
Details of cost for 1 no ¦ Source: CivilDAR_2019_Vol_2.pdf, page 433
Code | Description | Unit | Quantity | Rate (Rs.) | Amount (Rs.) | Note
1666 | Sand cast iron heel rest bend75mm dia | each | 1 | 274
9988 | Carriage of materials and fixing charges | L.S. | 10.79 | 2
Calculated W - SUM of the Amount column above
W as printed in the DAR |  |  |  |  | 295.58
Difference (calculated - printed)
SAY (Rs.) - final DAR rate as printed (fixed value, not computed) |  |  |  |  | 395.45
17.40 | Providing and fixing heel rest sanitary bend
17.40.2 | 75 mm dia
17.40.2.2 | Sand cast iron S&S as per IS - 3989
Details of cost for 1 no ¦ Source: CivilDAR_2019_Vol_2.pdf, page 433
Code | Description | Unit | Quantity | Rate (Rs.) | Amount (Rs.) | Note
3635 | S.C.I. S&S heel rest sanitary bend 75mm dia | each | 1 | 250
9988 | Carriage of materials and fixing charges | L.S. | 10.79 | 2
Calculated W - SUM of the Amount column above
W as printed in the DAR |  |  |  |  | 271.58
Difference (calculated - printed)
SAY (Rs.) - final DAR rate as printed (fixed value, not computed) |  |  |  |  | 363.35
17.41 | Providing and fixing double equal junction of required degree with access door, insertion rubber washer 3 mm thick, bolts and nuts complete :
17.41.1 | 100x100x100x100 mm
17.41.1.1 | Sand cast iron S&S as per IS - 1729
Details of cost for 1 no ¦ Source: CivilDAR_2019_Vol_2.pdf, page 434
Code | Description | Unit | Quantity | Rate (Rs.) | Amount (Rs.) | Note
1637 | S.C.I. double equal junctions 100x100x100x100 mm dia with access door. | each | 1 | 715
1374 | Rubber insertions for 100 mm dia pipe joints | each | 1 | 18
9988 | Carriage of materials and fixing charges | L.S. | 13.39 | 2
Calculated W - SUM of the Amount column above
W as printed in the DAR |  |  |  |  | 759.78
Difference (calculated - printed)
SAY (Rs.) - final DAR rate as printed (fixed value, not computed) |  |  |  |  | 1016.55
17.41 | Providing and fixing double equal junction of required degree with access door, insertion rubber washer 3 mm thick, bolts and nuts complete :
17.41.1 | 100x100x100x100 mm
17.41.1.2 | Sand cast iron S&S as per IS - 3989
Details of cost for 1 no ¦ Source: CivilDAR_2019_Vol_2.pdf, page 434
Code | Description | Unit | Quantity | Rate (Rs.) | Amount (Rs.) | Note
3654 | S.C.I. S&S double equal junctions with access door 100x100x100x100 mm. | each | 1 | 615
1374 | Rubber insertions for 100 mm dia pipe joints | each | 1 | 18
9988 | Carriage of materials and fixing charges | L.S. | 13.39 | 2
Calculated W - SUM of the Amount column above
W as printed in the DAR |  |  |  |  | 659.78
Difference (calculated - printed)
SAY (Rs.) - final DAR rate as printed (fixed value, not computed) |  |  |  |  | 882.75
17.41 | Providing and fixing double equal junction of required degree with access door, insertion rubber washer 3 mm thick, bolts and nuts complete :
17.41.2 | 75x75x75x75 mm
17.41.2.1 | Sand cast iron S&S as per IS - 1729
Details of cost for 1 no ¦ Source: CivilDAR_2019_Vol_2.pdf, page 434
Code | Description | Unit | Quantity | Rate (Rs.) | Amount (Rs.) | Note
1636 | S.C.I. double equal junctions 75x75x75x75 mm dia with access door. | each | 1 | 500
1373 | Rubber insertions for 80 mm dia pipe joints | each | 1 | 16
9988 | Carriage of materials and fixing charges | L.S. | 10.79 | 2
Calculated W - SUM of the Amount column above
W as printed in the DAR |  |  |  |  | 537.58
Difference (calculated - printed)
SAY (Rs.) - final DAR rate as printed (fixed value, not computed) |  |  |  |  | 719.25
17.41 | Providing and fixing double equal junction of required degree with access door, insertion rubber washer 3 mm thick, bolts and nuts complete :
17.41.2 | 75x75x75x75 mm
17.41.2.2 | Sand cast iron S&S as per IS - 3989
Details of cost for 1 no ¦ Source: CivilDAR_2019_Vol_2.pdf, page 435
Code | Description | Unit | Quantity | Rate (Rs.) | Amount (Rs.) | Note
3655 | S.C.I. S&S double equal junctions with access door 75x75x75x75 mm. | each | 1 | 480
1373 | Rubber insertions for 80 mm dia pipe joints | each | 1 | 16
9988 | Carriage of materials and fixing charges | L.S. | 10.79 | 2
Calculated W - SUM of the Amount column above
W as printed in the DAR |  |  |  |  | 517.58
Difference (calculated - printed)
SAY (Rs.) - final DAR rate as printed (fixed value, not computed) |  |  |  |  | 692.5
17.42 | Providing and fixing double equal plain junction of required degree.
17.42.1 | 100x100x100x100 mm
17.42.1.1 | Sand cast iron S&S as per IS - 1729
Details of cost for 1 no ¦ Source: CivilDAR_2019_Vol_2.pdf, page 435
Code | Description | Unit | Quantity | Rate (Rs.) | Amount (Rs.) | Note
1634 | S.C.I. plain double equal junctions 100x100x100x100 mm dia | each | 1 | 590
9988 | Carriage of materials and fixing charges | L.S. | 13.52 | 2
Calculated W - SUM of the Amount column above
W as printed in the DAR |  |  |  |  | 617.04
Difference (calculated - printed)
SAY (Rs.) - final DAR rate as printed (fixed value, not computed) |  |  |  |  | 825.55
17.42 | Providing and fixing double equal plain junction of required degree.
17.42.1 | 100x100x100x100 mm
17.42.1.2 | Sand cast iron S&S as per IS - 3989
Details of cost for 1 no ¦ Source: CivilDAR_2019_Vol_2.pdf, page 436
Code | Description | Unit | Quantity | Rate (Rs.) | Amount (Rs.) | Note
3650 | S.C.I. S&S double equal junctions 100x100x100x100 mm | each | 1 | 620
9988 | Carriage of materials and fixing charges | L.S. | 13.52 | 2
Calculated W - SUM of the Amount column above
W as printed in the DAR |  |  |  |  | 647.04
Difference (calculated - printed)
SAY (Rs.) - final DAR rate as printed (fixed value, not computed) |  |  |  |  | 865.7
17.42 | Providing and fixing double equal plain junction of required degree.
17.42.1 | 100x100x100x100 mm
17.42.1.3 | Hubless centrifugally cast (spun) iron pipes epoxy coated inside & outside IS:15905
Details of cost for 1 no ¦ Source: CivilDAR_2019_Vol_2.pdf, page 436
Code | Description | Unit | Quantity | Rate (Rs.) | Amount (Rs.) | Note
7625 | Hubless centrifugally cast (spun) iron double equal plain junction as per IS 15905 - 100x100x100x100 mm dia | each | 1 | 510
9977 | Carriage of materials and fixing charges | L.S. | 13.52 | 2
Calculated W - SUM of the Amount column above
W as printed in the DAR |  |  |  |  | 537.04
Difference (calculated - printed)
SAY (Rs.) - final DAR rate as printed (fixed value, not computed) |  |  |  |  | 718.55
17.42 | Providing and fixing double equal plain junction of required degree.
17.42.2 | 75x75x75x75 mm
17.42.2.1 | Sand cast iron S&S as per IS - 1729
Details of cost for 1 no ¦ Source: CivilDAR_2019_Vol_2.pdf, page 436
Code | Description | Unit | Quantity | Rate (Rs.) | Amount (Rs.) | Note
1633 | S.C.I. plain double equal junctions 75x75x75x75 mm dia | each | 1 | 382
9988 | Carriage of materials and fixing charges | L.S. | 10.79 | 2
Calculated W - SUM of the Amount column above
W as printed in the DAR |  |  |  |  | 403.58
Difference (calculated - printed)
SAY (Rs.) - final DAR rate as printed (fixed value, not computed) |  |  |  |  | 539.95
17.42 | Providing and fixing double equal plain junction of required degree.
17.42.2 | 75x75x75x75 mm
17.42.2.2 | Sand cast iron S&S as per IS - 3989
Details of cost for 1 no ¦ Source: CivilDAR_2019_Vol_2.pdf, page 437
Code | Description | Unit | Quantity | Rate (Rs.) | Amount (Rs.) | Note
3651 | S.C.I. S&S double equal junctions 75x75x75x75 mm | each | 1 | 462
9988 | Carriage of materials and fixing charges | L.S. | 10.79 | 2
Calculated W - SUM of the Amount column above
W as printed in the DAR |  |  |  |  | 483.58
Difference (calculated - printed)
SAY (Rs.) - final DAR rate as printed (fixed value, not computed) |  |  |  |  | 647
17.42 | Providing and fixing double equal plain junction of required degree.
17.42.2 | 75x75x75x75 mm
17.42.2.3 | Hubless centrifugally cast (spun) iron pipes epoxy coated inside & outside IS:15905
Details of cost for 1 no ¦ Source: CivilDAR_2019_Vol_2.pdf, page 437
Code | Description | Unit | Quantity | Rate (Rs.) | Amount (Rs.) | Note
7626 | Hubless centrifugally cast (spun) iron double equal plain junction as per IS 15905 - 75x75x75x75 mm dia | each | 1 | 275
9977 | Carriage of materials and fixing charges | L.S. | 10.79 | 2
Calculated W - SUM of the Amount column above
W as printed in the DAR |  |  |  |  | 296.58
Difference (calculated - printed)
SAY (Rs.) - final DAR rate as printed (fixed value, not computed) |  |  |  |  | 396.8
17.43 | Providing and fixing single equal plain junction of required degree with access door, insertion rubber washer 3 mm thick, bolts and nuts complete.
17.43.1 | 100x100x100 mm
17.43.1.1 | Sand cast iron S&S as per IS - 1729
Details of cost for 1 no ¦ Source: CivilDAR_2019_Vol_2.pdf, page 438
Code | Description | Unit | Quantity | Rate (Rs.) | Amount (Rs.) | Note
1631 | S.C.I. single equal junctions 100x100x100 mm dia with access door. | each | 1 | 405
1374 | Rubber insertions for 100 mm dia pipe joints | each | 1 | 18
9988 | Carriage of materials and fixing charges | L.S. | 13.52 | 2
Calculated W - SUM of the Amount column above
W as printed in the DAR |  |  |  |  | 450.04
Difference (calculated - printed)
SAY (Rs.) - final DAR rate as printed (fixed value, not computed) |  |  |  |  | 602.15
17.43 | Providing and fixing single equal plain junction of required degree with access door, insertion rubber washer 3 mm thick, bolts and nuts complete.
17.43.1 | 100x100x100 mm
17.43.1.2 | Sand cast iron S&S as per IS - 3989
Details of cost for 1 no ¦ Source: CivilDAR_2019_Vol_2.pdf, page 438
Code | Description | Unit | Quantity | Rate (Rs.) | Amount (Rs.) | Note
3644 | S.C.I. S&S single equal junctions with access door 100x100x100 mm | each | 1 | 495
1374 | Rubber insertions for 100 mm dia pipe joints | each | 1 | 18
9988 | Carriage of materials and fixing charges | L.S. | 13.52 | 2
Calculated W - SUM of the Amount column above
W as printed in the DAR |  |  |  |  | 540.04
Difference (calculated - printed)
SAY (Rs.) - final DAR rate as printed (fixed value, not computed) |  |  |  |  | 722.55
17.43 | Providing and fixing single equal plain junction of required degree with access door, insertion rubber washer 3 mm thick, bolts and nuts complete.
17.43.2 | 75x75x75 mm
17.43.2.1 | Sand cast iron S&S as per IS - 1729
Details of cost for 1 no ¦ Source: CivilDAR_2019_Vol_2.pdf, page 439
Code | Description | Unit | Quantity | Rate (Rs.) | Amount (Rs.) | Note
1630 | S.C.I. single equal junctions75x75x 75 mm dia with access door. | each | 1 | 320
1373 | Rubber insertions for 80 mm dia pipe joints | each | 1 | 16
9988 | Carriage of materials and fixing charges | L.S. | 10.79 | 2
Calculated W - SUM of the Amount column above
W as printed in the DAR |  |  |  |  | 357.58
Difference (calculated - printed)
SAY (Rs.) - final DAR rate as printed (fixed value, not computed) |  |  |  |  | 478.4
17.43 | Providing and fixing single equal plain junction of required degree with access door, insertion rubber washer 3 mm thick, bolts and nuts complete.
17.43.2 | 75x75x75 mm
17.43.2.2 | Sand cast iron S&S as per IS - 3989
Details of cost for 1 no ¦ Source: CivilDAR_2019_Vol_2.pdf, page 439
Code | Description | Unit | Quantity | Rate (Rs.) | Amount (Rs.) | Note
3645 | S.C.I. S&S single equal junctions with access door 75x75x75 mm | each | 1 | 373
1373 | Rubber insertions for 80 mm dia pipe joints | each | 1 | 16
9988 | Carriage of materials and fixing charges | L.S. | 10.79 | 2
Calculated W - SUM of the Amount column above
W as printed in the DAR |  |  |  |  | 410.58
Difference (calculated - printed)
SAY (Rs.) - final DAR rate as printed (fixed value, not computed) |  |  |  |  | 549.35
17.44 | Providing and fixing single equal plain junction of required degree :
17.44.1 | 100x100x100 mm
17.44.1.1 | Sand cast iron S&S as per IS - 1729
Details of cost for 1 no ¦ Source: CivilDAR_2019_Vol_2.pdf, page 439
Code | Description | Unit | Quantity | Rate (Rs.) | Amount (Rs.) | Note
1628 | S.C.I. plain single equal junctions 100x100x100 mm dia | each | 1 | 360
9988 | Carriage of materials and fixing charges | L.S. | 13.52 | 2
Calculated W - SUM of the Amount column above
W as printed in the DAR |  |  |  |  | 387.04
Difference (calculated - printed)
SAY (Rs.) - final DAR rate as printed (fixed value, not computed) |  |  |  |  | 517.85
17.44 | Providing and fixing single equal plain junction of required degree :
17.44.1 | 100x100x100 mm
17.44.1.2 | Sand cast iron S&S as per IS - 3989
Details of cost for 1 no ¦ Source: CivilDAR_2019_Vol_2.pdf, page 440
Code | Description | Unit | Quantity | Rate (Rs.) | Amount (Rs.) | Note
3640 | S.C.I. S&S single equal junctions 100x100x100 mm | each | 1 | 472
9988 | Carriage of materials and fixing charges | L.S. | 13.52 | 2
Calculated W - SUM of the Amount column above
W as printed in the DAR |  |  |  |  | 499.04
Difference (calculated - printed)
SAY (Rs.) - final DAR rate as printed (fixed value, not computed) |  |  |  |  | 667.7
17.44 | Providing and fixing single equal plain junction of required degree :
17.44.1 | 100x100x100 mm
17.44.1.3 | Hubless centrifugally cast (spun) iron epoxy coated inside & outside as per IS:15905
Details of cost for 1 no ¦ Source: CivilDAR_2019_Vol_2.pdf, page 440
Code | Description | Unit | Quantity | Rate (Rs.) | Amount (Rs.) | Note
7627 | Hubless centrifugally cast (spun) iron single equal plain junction as per IS 15905 - 100x100x100 mm dia | each | 1 | 400
9977 | Carriage of materials and fixing charges | L.S. | 13.52 | 2
Calculated W - SUM of the Amount column above
W as printed in the DAR |  |  |  |  | 427.04
Difference (calculated - printed)
SAY (Rs.) - final DAR rate as printed (fixed value, not computed) |  |  |  |  | 571.35
17.44 | Providing and fixing single equal plain junction of required degree :
17.44.2 | 75x75x75 mm
17.44.2.1 | Sand cast iron S&S as per IS - 1729
Details of cost for 1 no ¦ Source: CivilDAR_2019_Vol_2.pdf, page 441
Code | Description | Unit | Quantity | Rate (Rs.) | Amount (Rs.) | Note
1627 | S.C.I. plain single equal junctions 75x75x75 mm dia | each | 1 | 278
9988 | Carriage of materials and fixing charges | L.S. | 10.79 | 2
Calculated W - SUM of the Amount column above
W as printed in the DAR |  |  |  |  | 299.58
Difference (calculated - printed)
SAY (Rs.) - final DAR rate as printed (fixed value, not computed) |  |  |  |  | 400.8
17.44 | Providing and fixing single equal plain junction of required degree :
17.44.2 | 75x75x75 mm
17.44.2.2 | Sand cast iron S&S as per IS - 3989
Details of cost for 1 no ¦ Source: CivilDAR_2019_Vol_2.pdf, page 441
Code | Description | Unit | Quantity | Rate (Rs.) | Amount (Rs.) | Note
3641 | S.C.I. S&S single equal junctions 75x75x75 mm | each | 1 | 330
9988 | Carriage of materials and fixing charges | L.S. | 10.79 | 2
Calculated W - SUM of the Amount column above
W as printed in the DAR |  |  |  |  | 351.58
Difference (calculated - printed)
SAY (Rs.) - final DAR rate as printed (fixed value, not computed) |  |  |  |  | 470.4
17.44 | Providing and fixing single equal plain junction of required degree :
17.44.2 | 75x75x75 mm
17.44.2.3 | Hubless centrifugally cast (spun) iron epoxy coated inside & outside as per IS:15905
Details of cost for 1 no ¦ Source: CivilDAR_2019_Vol_2.pdf, page 441
Code | Description | Unit | Quantity | Rate (Rs.) | Amount (Rs.) | Note
7628 | Hubless centrifugally cast (spun) iron single equal plain junction as per IS 15905 - 75x75x75 mm dia | each | 1 | 215
9977 | Carriage of materials and fixing charges | L.S. | 10.79 | 2
Calculated W - SUM of the Amount column above
W as printed in the DAR |  |  |  |  | 236.58
Difference (calculated - printed)
SAY (Rs.) - final DAR rate as printed (fixed value, not computed) |  |  |  |  | 316.55
17.45 | Providing and fixing double unequal junction of required degree with access door, insertion rubber washer 3 mm thick, bolts and nuts complete:
17.45.1 | 100x100x75x75 mm
17.45.1.1 | Sand cast iron S&S as per IS - 1729
Details of cost for 1 no ¦ Source: CivilDAR_2019_Vol_2.pdf, page 442
Code | Description | Unit | Quantity | Rate (Rs.) | Amount (Rs.) | Note
1662 | Sand cast iron S&S double unequal junctions: 100x100x75x75 mm dia with access door. | each | 1 | 700
1374 | Rubber insertions for 100 mm dia pipe joints | each | 1 | 18
9988 | Carriage of materials and fixing charges | L.S. | 13.52 | 2
Calculated W - SUM of the Amount column above
W as printed in the DAR |  |  |  |  | 745.04
Difference (calculated - printed)
SAY (Rs.) - final DAR rate as printed (fixed value, not computed) |  |  |  |  | 996.8
17.45 | Providing and fixing double unequal junction of required degree with access door, insertion rubber washer 3 mm thick, bolts and nuts complete:
17.45.1 | 100x100x75x75 mm
17.45.1.2 | Sand cast iron S&S as per IS - 3989
Details of cost for 1 no ¦ Source: CivilDAR_2019_Vol_2.pdf, page 442
Code | Description | Unit | Quantity | Rate (Rs.) | Amount (Rs.) | Note
3674 | S.C.I. S&S double unequal junctions with access door 100x100x75x75 mm | each | 1 | 850
1374 | Rubber insertions for 100 mm dia pipe joints | each | 1 | 18
9988 | Carriage of materials and fixing charges | L.S. | 13.52 | 2
Calculated W - SUM of the Amount column above
W as printed in the DAR |  |  |  |  | 895.04
Difference (calculated - printed)
SAY (Rs.) - final DAR rate as printed (fixed value, not computed) |  |  |  |  | 1197.5
17.46 | Providing and fixing double unequal plain junction of required degree :
17.46.1 | 100x100x75x75 mm
17.46.1.1 | Sand cast iron S&S as per IS - 1729
Details of cost for 1 no ¦ Source: CivilDAR_2019_Vol_2.pdf, page 443
Code | Description | Unit | Quantity | Rate (Rs.) | Amount (Rs.) | Note
1659 | Sand cast iron S&S plain double unequal junctions : 100x100x75x 75 mm dia | each | 1 | 615
9988 | Carriage of materials and fixing charges | L.S. | 13.52 | 2
Calculated W - SUM of the Amount column above
W as printed in the DAR |  |  |  |  | 642.04
Difference (calculated - printed)
SAY (Rs.) - final DAR rate as printed (fixed value, not computed) |  |  |  |  | 859
17.46 | Providing and fixing double unequal plain junction of required degree :
17.46.1 | 100x100x75x75 mm
17.46.1.2 | Sand cast iron S&S as per IS - 3989
Details of cost for 1 no ¦ Source: CivilDAR_2019_Vol_2.pdf, page 443
Code | Description | Unit | Quantity | Rate (Rs.) | Amount (Rs.) | Note
3670 | S.C.I. S&S double unequal junctions 100x100x75x75 mm | each | 1 | 800
9988 | Carriage of materials and fixing charges | L.S. | 13.52 | 2
Calculated W - SUM of the Amount column above
W as printed in the DAR |  |  |  |  | 827.04
Difference (calculated - printed)
SAY (Rs.) - final DAR rate as printed (fixed value, not computed) |  |  |  |  | 1106.55
17.46 | Providing and fixing double unequal plain junction of required degree :
17.46.1 | 100x100x75x75 mm
17.46.1.3 | Hubless centrifugally cast (spun) iron epoxy coated inside & outside as per IS:15905
Details of cost for 1 no ¦ Source: CivilDAR_2019_Vol_2.pdf, page 444
Code | Description | Unit | Quantity | Rate (Rs.) | Amount (Rs.) | Note
7629 | Hubless centrifugally cast (spun) iron double unequal plain junction as per IS 15905 - 100x100x75x75 mm dia | each | 1 | 400
9977 | Carriage of materials and fixing charges | L.S. | 13.52 | 2
Calculated W - SUM of the Amount column above
W as printed in the DAR |  |  |  |  | 427.04
Difference (calculated - printed)
SAY (Rs.) - final DAR rate as printed (fixed value, not computed) |  |  |  |  | 571.35
17.47 | Providing and fixing single unequal junction of required degree with access door, insertion rubber washer 3 mm thick, bolts and nuts complete :
17.47.1 | 100x100x75 mm
17.47.1.1 | Sand cast iron S&S as per IS - 1729
Details of cost for 1 no ¦ Source: CivilDAR_2019_Vol_2.pdf, page 444
Code | Description | Unit | Quantity | Rate (Rs.) | Amount (Rs.) | Note
1656 | Sand cast iron S&S single unequal junctions: 100x100x75 mm dia with access door. | each | 1 | 550
1374 | Rubber insertions for 100 mm dia pipe joints | each | 1 | 18
9988 | Carriage of materials and fixing charges | L.S. | 13.52 | 2
Calculated W - SUM of the Amount column above
W as printed in the DAR |  |  |  |  | 595.04
Difference (calculated - printed)
SAY (Rs.) - final DAR rate as printed (fixed value, not computed) |  |  |  |  | 796.15
17.47 | Providing and fixing single unequal junction of required degree with access door, insertion rubber washer 3 mm thick, bolts and nuts complete :
17.47.1 | 100x100x75 mm
17.47.1.2 | Sand cast iron S&S as per IS - 3989
Details of cost for 1 no ¦ Source: CivilDAR_2019_Vol_2.pdf, page 445
Code | Description | Unit | Quantity | Rate (Rs.) | Amount (Rs.) | Note
3664 | S.C.I. S&S single unequal junctions with access door 100x100x75 mm | each | 1 | 640
1374 | Rubber insertions for 100 mm dia pipe joints | each | 1 | 18
9988 | Carriage of materials and fixing charges | L.S. | 13.52 | 2
Calculated W - SUM of the Amount column above
W as printed in the DAR |  |  |  |  | 685.04
Difference (calculated - printed)
SAY (Rs.) - final DAR rate as printed (fixed value, not computed) |  |  |  |  | 916.55
17.48 | Providing and fixing single unequal plain junction of required degree :
17.48.1 | 100x100x75 mm
17.48.1.1 | Sand cast iron S&S as per IS - 1729
Details of cost for 1 no ¦ Source: CivilDAR_2019_Vol_2.pdf, page 445
Code | Description | Unit | Quantity | Rate (Rs.) | Amount (Rs.) | Note
1653 | Sand cast iron S&S plain single unequal junctions : 100x100x75 mm dia | each | 1 | 494
9988 | Carriage of materials and fixing charges | L.S. | 13.52 | 2
Calculated W - SUM of the Amount column above
W as printed in the DAR |  |  |  |  | 521.04
Difference (calculated - printed)
SAY (Rs.) - final DAR rate as printed (fixed value, not computed) |  |  |  |  | 697.1
17.48 | Providing and fixing single unequal plain junction of required degree :
17.48.1 | 100x100x75 mm
17.48.1.2 | Sand cast iron S&S as per IS - 3989
Details of cost for 1 no ¦ Source: CivilDAR_2019_Vol_2.pdf, page 445
Code | Description | Unit | Quantity | Rate (Rs.) | Amount (Rs.) | Note
3660 | S.C.I. S&S single unequal junctions 100x100x75 mm | each | 1 | 570
9988 | Carriage of materials and fixing charges | L.S. | 13.52 | 2
Calculated W - SUM of the Amount column above
W as printed in the DAR |  |  |  |  | 597.04
Difference (calculated - printed)
SAY (Rs.) - final DAR rate as printed (fixed value, not computed) |  |  |  |  | 798.8
17.48 | Providing and fixing single unequal plain junction of required degree :
17.48.1 | 100x100x75 mm
17.48.1.3 | Hubless centrifugally cast (spun) iron epoxy coated inside & outside as per IS:15905
Details of cost for 1 no ¦ Source: CivilDAR_2019_Vol_2.pdf, page 446
Code | Description | Unit | Quantity | Rate (Rs.) | Amount (Rs.) | Note
7630 | Hubless centrifugally cast (spun) iron single unequal plain junction as per IS 15905 - 100x100x75 mm dia | each | 1 | 375
9977 | Carriage of materials and fixing charges | L.S. | 13.52 | 2
Calculated W - SUM of the Amount column above
W as printed in the DAR |  |  |  |  | 402.04
Difference (calculated - printed)
SAY (Rs.) - final DAR rate as printed (fixed value, not computed) |  |  |  |  | 537.9
17.49 | Providing and fixing double equal plain invert branch of required degree:
17.49.1 | 100x100x100x100 mm
17.49.1.1 | Sand cast iron S&S as per IS - 1729
Details of cost for 1 no ¦ Source: CivilDAR_2019_Vol_2.pdf, page 446
Code | Description | Unit | Quantity | Rate (Rs.) | Amount (Rs.) | Note
1673 | S.C.I. double equal invert branch of required degree 100x100x100x 100 mm dia | each | 1 | 550
9988 | Carriage of materials and fixing charges | L.S. | 13.52 | 2
Calculated W - SUM of the Amount column above
W as printed in the DAR |  |  |  |  | 577.04
Difference (calculated - printed)
SAY (Rs.) - final DAR rate as printed (fixed value, not computed) |  |  |  |  | 772.05
17.49 | Providing and fixing double equal plain invert branch of required degree:
17.49.1 | 100x100x100x100 mm
17.49.1.2 | Sand cast iron S&S as per IS 3989
Details of cost for 1 no ¦ Source: CivilDAR_2019_Vol_2.pdf, page 447
Code | Description | Unit | Quantity | Rate (Rs.) | Amount (Rs.) | Note
3685 | S.C.I. S&S double equal invert branch of required degree100x100x100x 100 mm dia | each | 1 | 530
9988 | Carriage of materials and fixing charges | L.S. | 13.52 | 2
Calculated W - SUM of the Amount column above
W as printed in the DAR |  |  |  |  | 557.04
Difference (calculated - printed)
SAY (Rs.) - final DAR rate as printed (fixed value, not computed) |  |  |  |  | 745.3
17.49 | Providing and fixing double equal plain invert branch of required degree:
17.49.1 | 100x100x100x100 mm
17.49.1.3 | Hubless centrifugally cast (spun) iron epoxy coated inside & outside as per IS:15905
Details of cost for 1 no ¦ Source: CivilDAR_2019_Vol_2.pdf, page 447
Code | Description | Unit | Quantity | Rate (Rs.) | Amount (Rs.) | Note
7631 | Hubless centrifugally cast (spun) iron double equal plain invert branch as per IS 15905 - 100x100x100x100 mm dia | each | 1 | 625
9977 | Carriage of materials and fixing charges | L.S. | 13.52 | 2
Calculated W - SUM of the Amount column above
W as printed in the DAR |  |  |  |  | 652.04
Difference (calculated - printed)
SAY (Rs.) - final DAR rate as printed (fixed value, not computed) |  |  |  |  | 872.4
17.49 | Providing and fixing double equal plain invert branch of required degree:
17.49.2 | 75x75x75x75 mm
17.49.2.1 | Sand cast iron S&S as per IS - 1729
Details of cost for 1 no ¦ Source: CivilDAR_2019_Vol_2.pdf, page 448
Code | Description | Unit | Quantity | Rate (Rs.) | Amount (Rs.) | Note
1672 | S.C.I. double equal invert branch of required degree 75x75x75x75 mm dia | each | 1 | 410
9988 | Carriage of materials and fixing charges | L.S. | 10.79 | 2
Calculated W - SUM of the Amount column above
W as printed in the DAR |  |  |  |  | 431.58
Difference (calculated - printed)
SAY (Rs.) - final DAR rate as printed (fixed value, not computed) |  |  |  |  | 577.45
17.49 | Providing and fixing double equal plain invert branch of required degree:
17.49.2 | 75x75x75x75 mm
17.49.2.2 | Sand cast iron S&S as per IS - 3989
Details of cost for 1 no ¦ Source: CivilDAR_2019_Vol_2.pdf, page 448
Code | Description | Unit | Quantity | Rate (Rs.) | Amount (Rs.) | Note
3686 | S.C.I. S&S double equal invert branch of required degree 75x75x75x75 mm dia | each | 1 | 425
9988 | Carriage of materials and fixing charges | L.S. | 10.79 | 2
Calculated W - SUM of the Amount column above
W as printed in the DAR |  |  |  |  | 446.58
Difference (calculated - printed)
SAY (Rs.) - final DAR rate as printed (fixed value, not computed) |  |  |  |  | 597.5
17.50 | Providing and fixing single equal plain invert branch of required degree :
17.50.1 | 100x100x100 mm
17.50.1.1 | Sand cast iron S&S as per iron 1729
Details of cost for 1 no ¦ Source: CivilDAR_2019_Vol_2.pdf, page 448
Code | Description | Unit | Quantity | Rate (Rs.) | Amount (Rs.) | Note
1670 | S.C.I. single equal invert branch of required degree 100x100x100 mm dia | each | 1 | 410
9988 | Carriage of materials and fixing charges | L.S. | 13.52 | 2
Calculated W - SUM of the Amount column above
W as printed in the DAR |  |  |  |  | 437.04
Difference (calculated - printed)
SAY (Rs.) - final DAR rate as printed (fixed value, not computed) |  |  |  |  | 584.75
17.50 | Providing and fixing single equal plain invert branch of required degree :
17.50.1 | 100x100x100 mm
17.50.1.2 | Sand cast iron S&S as per IS - 3989
Details of cost for 1 no ¦ Source: CivilDAR_2019_Vol_2.pdf, page 449
Code | Description | Unit | Quantity | Rate (Rs.) | Amount (Rs.) | Note
3681 | S.C.I. S&S single equal invert branch of required degree 100x100x100 mm dia | each | 1 | 425
9988 | Carriage of materials and fixing charges | L.S. | 13.52 | 2
Calculated W - SUM of the Amount column above
W as printed in the DAR |  |  |  |  | 452.04
Difference (calculated - printed)
SAY (Rs.) - final DAR rate as printed (fixed value, not computed) |  |  |  |  | 604.8
17.50 | Providing and fixing single equal plain invert branch of required degree :
17.50.1 | 100x100x100 mm
17.50.1.3 | Hubless centrifugally cast (spun) iron epoxy coated inside & outside as per IS:15905
Details of cost for 1 no ¦ Source: CivilDAR_2019_Vol_2.pdf, page 449
Code | Description | Unit | Quantity | Rate (Rs.) | Amount (Rs.) | Note
7632 | Hubless centrifugally cast (spun) iron single equal plain invert branch as per IS 15905 - 100x100x100 mm dia | each | 1 | 390
9977 | Carriage of materials and fixing charges | L.S. | 13.52 | 2
Calculated W - SUM of the Amount column above
W as printed in the DAR |  |  |  |  | 417.04
Difference (calculated - printed)
SAY (Rs.) - final DAR rate as printed (fixed value, not computed) |  |  |  |  | 557.95
17.50 | Providing and fixing single equal plain invert branch of required degree :
17.50.2 | 75x75x75 mm
17.50.2.1 | Sand cast iron S&S as per IS - 1729
Details of cost for 1 no ¦ Source: CivilDAR_2019_Vol_2.pdf, page 450
Code | Description | Unit | Quantity | Rate (Rs.) | Amount (Rs.) | Note
1669 | S.C.I. single equal invert branch of required degree75x75x75 mm dia | each | 1 | 320
9988 | Carriage of materials and fixing charges | L.S. | 10.79 | 2 |  | DAR prints 18.67; Quantity x Rate = 21.58
Calculated W - SUM of the Amount column above
W as printed in the DAR |  |  |  |  | 338.67
Difference (calculated - printed) | [5 empty] | DAR's own arithmetic slip(s) - see Cover errata
SAY (Rs.) - final DAR rate as printed (fixed value, not computed) |  |  |  |  | 453.1
17.50 | Providing and fixing single equal plain invert branch of required degree :
17.50.2 | 75x75x75 mm
17.50.2.2 | Sand cast iron S&S as per IS - 3989
Details of cost for 1 no ¦ Source: CivilDAR_2019_Vol_2.pdf, page 450
Code | Description | Unit | Quantity | Rate (Rs.) | Amount (Rs.) | Note
3682 | S.C.I. S&S single equal invert branch of required degree 75x75x75 mm dia | each | 1 | 323
9988 | Carriage of materials and fixing charges | L.S. | 10.79 | 2
Calculated W - SUM of the Amount column above
W as printed in the DAR |  |  |  |  | 344.58
Difference (calculated - printed)
SAY (Rs.) - final DAR rate as printed (fixed value, not computed) |  |  |  |  | 461.05
17.50 | Providing and fixing single equal plain invert branch of required degree :
17.50.2 | 75x75x75 mm
17.50.2.3 | Hubless centrifugally cast (spun) iron epoxy coated inside & outside as per IS:15905
Details of cost for 1 no ¦ Source: CivilDAR_2019_Vol_2.pdf, page 450
Code | Description | Unit | Quantity | Rate (Rs.) | Amount (Rs.) | Note
7633 | Hubless centrifugally cast (spun) iron single equal plain invert branch as per IS 15905 - 75x75x75 mm dia | each | 1 | 260
9977 | Carriage of materials and fixing charges | L.S. | 10.79 | 2
Calculated W - SUM of the Amount column above
W as printed in the DAR |  |  |  |  | 281.58
Difference (calculated - printed)
SAY (Rs.) - final DAR rate as printed (fixed value, not computed) |  |  |  |  | 376.75
17.51 | Providing and fixing double unequal invert branch of required degree :
17.51.1 | 100x100x75x75 mm
17.51.1.1 | Sand cast iron S&S as per IS - 1729
Details of cost for 1 no ¦ Source: CivilDAR_2019_Vol_2.pdf, page 451
Code | Description | Unit | Quantity | Rate (Rs.) | Amount (Rs.) | Note
1677 | S.C.I. double unequal invert branch of required degree 100x100x75x 75 mm dia | each | 1 | 570
9988 | Carriage of materials and fixing charges | L.S. | 13.52 | 2
Calculated W - SUM of the Amount column above
W as printed in the DAR |  |  |  |  | 597.04
Difference (calculated - printed)
SAY (Rs.) - final DAR rate as printed (fixed value, not computed) |  |  |  |  | 798.8
17.51 | Providing and fixing double unequal invert branch of required degree :
17.51.1 | 100x100x75x75 mm
17.51.1.2 | Sand cast iron S&S as per IS - 3989
Details of cost for 1 no ¦ Source: CivilDAR_2019_Vol_2.pdf, page 451
Code | Description | Unit | Quantity | Rate (Rs.) | Amount (Rs.) | Note
3695 | S.C.I. S&S double unequal invert branch of required degree100x100x75x75 mm dia | each | 1 | 725
9988 | Carriage of materials and fixing charges | L.S. | 13.52 | 2
Calculated W - SUM of the Amount column above
W as printed in the DAR |  |  |  |  | 752.04
Difference (calculated - printed)
SAY (Rs.) - final DAR rate as printed (fixed value, not computed) |  |  |  |  | 1006.2
17.52 | Providing and fixing single unequal plain invert branch of required degree :
17.52.1 | 100x100x75 mm
17.52.1.1 | Sand cast iron S&S as per IS - 1729
Details of cost for 1 no ¦ Source: CivilDAR_2019_Vol_2.pdf, page 452
Code | Description | Unit | Quantity | Rate (Rs.) | Amount (Rs.) | Note
1674 | S.C.I. single unequal invert branch of required degree100x100x75 mm dia | each | 1 | 495
9988 | Carriage of materials and fixing charges | L.S. | 13.52 | 2
Calculated W - SUM of the Amount column above
W as printed in the DAR |  |  |  |  | 522.04
Difference (calculated - printed)
SAY (Rs.) - final DAR rate as printed (fixed value, not computed) |  |  |  |  | 698.45
17.52 | Providing and fixing single unequal plain invert branch of required degree :
17.52.1 | 100x100x75 mm
17.52.1.2 | Sand cast iron S&S as per IS - 3989
Details of cost for 1 no ¦ Source: CivilDAR_2019_Vol_2.pdf, page 452
Code | Description | Unit | Quantity | Rate (Rs.) | Amount (Rs.) | Note
3690 | S.C.I. S&S single unequal invert branch of required degree100x100x 75 mm dia | each | 1 | 545
9988 | Carriage of materials and fixing charges | L.S. | 13.52 | 2
Calculated W - SUM of the Amount column above
W as printed in the DAR |  |  |  |  | 572.04
Difference (calculated - printed)
SAY (Rs.) - final DAR rate as printed (fixed value, not computed) |  |  |  |  | 765.35
17.52 | Providing and fixing single unequal plain invert branch of required degree :
17.52.1 | 100x100x75 mm
17.52.1.3 | Hubless centrifugally cast (spun) iron epoxy coated inside & outside as per IS:15905
Details of cost for 1 no ¦ Source: CivilDAR_2019_Vol_2.pdf, page 452
Code | Description | Unit | Quantity | Rate (Rs.) | Amount (Rs.) | Note
7634 | Hubless centrifugally cast (spun) iron single unequal plain invert branch 45 degree as per IS 15905 - 100x100x 75 mm dia | each | 1 | 430
9977 | Carriage of materials and fixing charges | L.S. | 13.52 | 2
Calculated W - SUM of the Amount column above
W as printed in the DAR |  |  |  |  | 457.04
Difference (calculated - printed)
SAY (Rs.) - final DAR rate as printed (fixed value, not computed) |  |  |  |  | 611.5
17.53 | Providing and fixing sand cast iron S&S off sets as per IS: 1729
17.53.1 | 76 mm off sets
17.53.1.1 | With 75 mm dia pipe
Details of cost for 1 no ¦ Source: CivilDAR_2019_Vol_2.pdf, page 453
Code | Description | Unit | Quantity | Rate (Rs.) | Amount (Rs.) | Note
3746 | S.C.I. S&S, 75 mm offset for 75 mm dia pipe | each | 1 | 218
9988 | Carriage of materials and fixing charges | L.S. | 10.79 | 2
Calculated W - SUM of the Amount column above
W as printed in the DAR |  |  |  |  | 239.58
Difference (calculated - printed)
SAY (Rs.) - final DAR rate as printed (fixed value, not computed) |  |  |  |  | 320.55
17.53 | Providing and fixing sand cast iron S&S off sets as per IS: 1729
17.53.1 | 76 mm off sets
17.53.1.2 | With 100 mm dia pipe
Details of cost for 1 no ¦ Source: CivilDAR_2019_Vol_2.pdf, page 453
Code | Description | Unit | Quantity | Rate (Rs.) | Amount (Rs.) | Note
3747 | S.C.I. S&S, 75 mm offset for 100 mm dia pipe | each | 1 | 363
9988 | Carriage of materials and fixing charges | L.S. | 10.79 | 2
Calculated W - SUM of the Amount column above
W as printed in the DAR |  |  |  |  | 384.58
Difference (calculated - printed)
SAY (Rs.) - final DAR rate as printed (fixed value, not computed) |  |  |  |  | 514.55
17.53 | Providing and fixing sand cast iron S&S off sets as per IS: 1729
17.53.2 | 114 mm off sets
17.53.2.1 | With 75 mm dia pipe
Details of cost for 1 no ¦ Source: CivilDAR_2019_Vol_2.pdf, page 454
Code | Description | Unit | Quantity | Rate (Rs.) | Amount (Rs.) | Note
3712 | S.C.I. S&S, 114 mm offset for 75 mm dia pipe | each | 1 | 300
9988 | Carriage of materials and fixing charges | L.S. | 13.52 | 2
Calculated W - SUM of the Amount column above
W as printed in the DAR |  |  |  |  | 327.04
Difference (calculated - printed)
SAY (Rs.) - final DAR rate as printed (fixed value, not computed) |  |  |  |  | 437.55
17.53 | Providing and fixing sand cast iron S&S off sets as per IS: 1729
17.53.2 | 114 mm off sets
17.53.2.2 | With 100 mm dia pipe
Details of cost for 1 no ¦ Source: CivilDAR_2019_Vol_2.pdf, page 454
Code | Description | Unit | Quantity | Rate (Rs.) | Amount (Rs.) | Note
3713 | S.C.I. S&S, 114 mm offset for 100 mm dia pipe | each | 1 | 383
9988 | Carriage of materials and fixing charges | L.S. | 13.52 | 2
Calculated W - SUM of the Amount column above
W as printed in the DAR |  |  |  |  | 410.04
Difference (calculated - printed)
SAY (Rs.) - final DAR rate as printed (fixed value, not computed) |  |  |  |  | 548.6
17.53 | Providing and fixing sand cast iron S&S off sets as per IS: 1729
17.53.3 | 152 mm off sets
17.53.3.1 | With 75 mm dia pipe
Details of cost for 1 no ¦ Source: CivilDAR_2019_Vol_2.pdf, page 454
Code | Description | Unit | Quantity | Rate (Rs.) | Amount (Rs.) | Note
3716 | S.C.I. S&S, 152 mm offset for 75 mm dia pipe | each | 1 | 358
9988 | Carriage of materials and fixing charges | L.S. | 17.94 | 2
Calculated W - SUM of the Amount column above
W as printed in the DAR |  |  |  |  | 393.88
Difference (calculated - printed)
SAY (Rs.) - final DAR rate as printed (fixed value, not computed) |  |  |  |  | 527
17.53 | Providing and fixing sand cast iron S&S off sets as per IS: 1729
17.53.3 | 152 mm off sets
17.53.3.2 | With 100 mm dia pipe
Details of cost for 1 no ¦ Source: CivilDAR_2019_Vol_2.pdf, page 455
Code | Description | Unit | Quantity | Rate (Rs.) | Amount (Rs.) | Note
3717 | S.C.I. S&S, 152 mm offset for 100 mm dia pipe | each | 1 | 455
9988 | Carriage of materials and fixing charges | L.S. | 17.94 | 2
Calculated W - SUM of the Amount column above
W as printed in the DAR |  |  |  |  | 490.88
Difference (calculated - printed)
SAY (Rs.) - final DAR rate as printed (fixed value, not computed) |  |  |  |  | 656.75
17.53A | Providing and fixing Hubless centrifugally cast iron offsets epoxy coated inside & outside as per IS:15905
17.53A.1 | 65 mm offsets
17.53A.1.1 | With 100 mm dia pipe
Details of cost for 1 no ¦ Source: CivilDAR_2019_Vol_2.pdf, page 455
Code | Description | Unit | Quantity | Rate (Rs.) | Amount (Rs.) | Note
7635 | Hubless centrifugally cast (spun) iron 65 mm offset with 100 mm dia pipe as per IS | 15905 each | 1 | 360
9977 | Carriage of materials and fixing charges | L.S. | 10.79 | 2
Calculated W - SUM of the Amount column above
W as printed in the DAR |  |  |  |  | 381.58
Difference (calculated - printed)
SAY (Rs.) - final DAR rate as printed (fixed value, not computed) |  |  |  |  | 510.55
17.53A | Providing and fixing Hubless centrifugally cast iron offsets epoxy coated inside & outside as per IS:15905
17.53A.1 | 65 mm offsets
17.53A.1.2 | With 75 mm dia pipe
Details of cost for 1 no ¦ Source: CivilDAR_2019_Vol_2.pdf, page 455
Code | Description | Unit | Quantity | Rate (Rs.) | Amount (Rs.) | Note
7636 | Hubless centrifugally cast (spun) iron 65 mm offset with 75 mm dia pipe as per IS | 15905 each | 1 | 295
9977 | Carriage of materials and fixing charges | L.S. | 10.79 | 2
Calculated W - SUM of the Amount column above
W as printed in the DAR |  |  |  |  | 316.58
Difference (calculated - printed)
SAY (Rs.) - final DAR rate as printed (fixed value, not computed) |  |  |  |  | 423.55
17.54 | Providing and fixing sand cast iron S&S off sets as per IS: 3989 :
17.54.1 | 75 mm off sets
17.54.1.1 | With 75 mm dia pipe
Details of cost for 1 no ¦ Source: CivilDAR_2019_Vol_2.pdf, page 456
Code | Description | Unit | Quantity | Rate (Rs.) | Amount (Rs.) | Note
3699 | S.C.I. S&S, 75 mm offset for 75 mm dia pipe | each | 1 | 225
9988 | Carriage of materials and fixing charges | L.S. | 10.79 | 2
Calculated W - SUM of the Amount column above
W as printed in the DAR |  |  |  |  | 246.58
Difference (calculated - printed)
SAY (Rs.) - final DAR rate as printed (fixed value, not computed) |  |  |  |  | 329.9
17.54 | Providing and fixing sand cast iron S&S off sets as per IS: 3989 :
17.54.2 | 150 mm off sets
17.54.2.1 | With 75 mm dia pipe
Details of cost for 1 no ¦ Source: CivilDAR_2019_Vol_2.pdf, page 456
Code | Description | Unit | Quantity | Rate (Rs.) | Amount (Rs.) | Note
3707 | S.C.I. S&S, 150 mm offset for 75 mm dia pipe | each | 1 | 285
9988 | Carriage of materials and fixing charges | L.S. | 16.12 | 2
Calculated W - SUM of the Amount column above
W as printed in the DAR |  |  |  |  | 317.24
Difference (calculated - printed)
SAY (Rs.) - final DAR rate as printed (fixed value, not computed) |  |  |  |  | 424.45
17.54 | Providing and fixing sand cast iron S&S off sets as per IS: 3989 :
17.54.2 | 150 mm off sets
17.54.2.2 | With 100 mm dia pipe
Details of cost for 1 no ¦ Source: CivilDAR_2019_Vol_2.pdf, page 457
Code | Description | Unit | Quantity | Rate (Rs.) | Amount (Rs.) | Note
3708 | S.C.I. S&S, 150 mm offset for 100 mm dia pipe | each | 1 | 390
9988 | Carriage of materials and fixing charges | L.S. | 16.12 | 2
Calculated W - SUM of the Amount column above
W as printed in the DAR |  |  |  |  | 422.24
Difference (calculated - printed)
SAY (Rs.) - final DAR rate as printed (fixed value, not computed) |  |  |  |  | 564.95
17.54A | Providing and fixing Hubless centrifugally cast iron offsets epoxy coated inside & outside as per IS:15905
17.54A.1 | 130 mm offsets
17.54A.1.1 | With 100 mm dia
Details of cost for 1 no ¦ Source: CivilDAR_2019_Vol_2.pdf, page 457
Code | Description | Unit | Quantity | Rate (Rs.) | Amount (Rs.) | Note
7637 | Hubless centrifugally cast (spun) iron 130 mm offset with 100 mm dia pipe as per IS | 15905 each | 1 | 440
9977 | Carriage of materials and fixing charges | L.S. | 13.52 | 2
Calculated W - SUM of the Amount column above
W as printed in the DAR |  |  |  |  | 467.04
Difference (calculated - printed)
SAY (Rs.) - final DAR rate as printed (fixed value, not computed) |  |  |  |  | 624.85
17.54A | Providing and fixing Hubless centrifugally cast iron offsets epoxy coated inside & outside as per IS:15905
17.54A.1 | 130 mm offsets
17.54A.1.2 | With 75 mm dia
Details of cost for 1 no ¦ Source: CivilDAR_2019_Vol_2.pdf, page 457
Code | Description | Unit | Quantity | Rate (Rs.) | Amount (Rs.) | Note
7638 | Hubless centrifugally cast (spun) iron 130 mm offset with 75 mm dia pipe as per IS | 15905 each | 1 | 310
9999 | Carriage of materials and fixing charges | L.S. | 10.79 | 2
Calculated W - SUM of the Amount column above
W as printed in the DAR |  |  |  |  | 331.58
Difference (calculated - printed)
SAY (Rs.) - final DAR rate as printed (fixed value, not computed) |  |  |  |  | 443.65
17.55 | Providing and fixing door piece, insertion rubber washer 3mm thick, bolts & nuts complete :
17.55.1 | 100 mm
17.55.1.1 | Sand cast iron S&S as per IS - 1729
Details of cost for 1 no ¦ Source: CivilDAR_2019_Vol_2.pdf, page 458
Code | Description | Unit | Quantity | Rate (Rs.) | Amount (Rs.) | Note
1683 | S.C.I. door pieces 100 mm dia | each | 1 | 475
1374 | Rubber insertions for 100 mm dia pipe joints | each | 1 | 18
9988 | Carriage of materials and fixing charges | L.S. | 13.52 | 2
Calculated W - SUM of the Amount column above
W as printed in the DAR |  |  |  |  | 520.04
Difference (calculated - printed)
SAY (Rs.) - final DAR rate as printed (fixed value, not computed) |  |  |  |  | 695.8
17.55 | Providing and fixing door piece, insertion rubber washer 3mm thick, bolts & nuts complete :
17.55.1 | 100 mm
17.55.1.2 | Sand cast iron S&S as per IS - 3989
Details of cost for 1 no ¦ Source: CivilDAR_2019_Vol_2.pdf, page 458
Code | Description | Unit | Quantity | Rate (Rs.) | Amount (Rs.) | Note
3728 | S.C.I. S&S door pieces 100 mm dia | each | 1 | 400
1374 | Rubber insertions for 100 mm dia pipe joints | each | 1 | 18
9988 | Carriage of materials and fixing charges | L.S. | 13.52 | 2
Calculated W - SUM of the Amount column above
W as printed in the DAR |  |  |  |  | 445.04
Difference (calculated - printed)
SAY (Rs.) - final DAR rate as printed (fixed value, not computed) |  |  |  |  | 595.45
17.55 | Providing and fixing door piece, insertion rubber washer 3mm thick, bolts & nuts complete :
17.55.2 | 75 mm
17.55.2.1 | Sand cast iron S&S as per IS - 1729
Details of cost for 1 no ¦ Source: CivilDAR_2019_Vol_2.pdf, page 459
Code | Description | Unit | Quantity | Rate (Rs.) | Amount (Rs.) | Note
1682 | S.C.I. door pieces 75 mm dia | each | 1 | 283
1373 | Rubber insertions for 80 mm dia pipe joints | each | 1 | 16
9988 | Carriage of materials and fixing charges | L.S. | 10.79 | 2
Calculated W - SUM of the Amount column above
W as printed in the DAR |  |  |  |  | 320.58
Difference (calculated - printed)
SAY (Rs.) - final DAR rate as printed (fixed value, not computed) |  |  |  |  | 428.9
17.55 | Providing and fixing door piece, insertion rubber washer 3mm thick, bolts & nuts complete :
17.55.2 | 75 mm
17.55.2.2 | Sand cast iron S&S as per IS - 3989
Details of cost for 1 no ¦ Source: CivilDAR_2019_Vol_2.pdf, page 459
Code | Description | Unit | Quantity | Rate (Rs.) | Amount (Rs.) | Note
3729 | S.C.I. S&S door pieces 75 mm dia | each | 1 | 295
1373 | Rubber insertions for 80 mm dia pipe joints | each | 1 | 16
9988 | Carriage of materials and fixing charges | L.S. | 10.79 | 2
Calculated W - SUM of the Amount column above
W as printed in the DAR |  |  |  |  | 332.58
Difference (calculated - printed)
SAY (Rs.) - final DAR rate as printed (fixed value, not computed) |  |  |  |  | 444.95
17.56 | Providing and fixing terminal guard :
17.56.1 | 100 mm
17.56.1.1 | Sand cast iron S&S as per IS - 1729
Details of cost for 1 no ¦ Source: CivilDAR_2019_Vol_2.pdf, page 460
Code | Description | Unit | Quantity | Rate (Rs.) | Amount (Rs.) | Note
1640 | Slotted cowl (terminal guard ) 100 mm dia | each | 1 | 239
9988 | Carriage of materials and fixing charges | L.S. | 13.52 | 2
Calculated W - SUM of the Amount column above
W as printed in the DAR |  |  |  |  | 266.04
Difference (calculated - printed)
SAY (Rs.) - final DAR rate as printed (fixed value, not computed) |  |  |  |  | 355.95
17.56 | Providing and fixing terminal guard :
17.56.1 | 100 mm
17.56.1.2 | Sand cast iron S&S as per IS - 3989
Details of cost for 1 no ¦ Source: CivilDAR_2019_Vol_2.pdf, page 460
Code | Description | Unit | Quantity | Rate (Rs.) | Amount (Rs.) | Note
3733 | S.C.I. S&S, Slotted Cowl (Terminal Guard) 100 mm | each | 1 | 264
9988 | Carriage of materials and fixing charges | L.S. | 13.52 | 2
Calculated W - SUM of the Amount column above
W as printed in the DAR |  |  |  |  | 291.04
Difference (calculated - printed)
SAY (Rs.) - final DAR rate as printed (fixed value, not computed) |  |  |  |  | 389.4
17.56 | Providing and fixing terminal guard :
17.56.1 | 100 mm
17.56.1.3 | Hubless centrifugally cast (spun) iron epoxy coated inside & outside as per IS:15905
Details of cost for 1 no ¦ Source: CivilDAR_2019_Vol_2.pdf, page 460
Code | Description | Unit | Quantity | Rate (Rs.) | Amount (Rs.) | Note
7641 | Hubless centrifugally cast (spun) iron terminal guard (slotted cowl) - 100 mm dia as per IS | 15905 each | 1 | 270
9977 | Carriage of materials and fixing charges | L.S. | 13.52 | 2
Calculated W - SUM of the Amount column above
W as printed in the DAR |  |  |  |  | 297.04
Difference (calculated - printed)
SAY (Rs.) - final DAR rate as printed (fixed value, not computed) |  |  |  |  | 397.4
17.56 | Providing and fixing terminal guard :
17.56.2 | 75 mm
17.56.2.1 | Sand cast iron S&S as per IS - 1729
Details of cost for 1 no ¦ Source: CivilDAR_2019_Vol_2.pdf, page 461
Code | Description | Unit | Quantity | Rate (Rs.) | Amount (Rs.) | Note
1639 | Slotted cowl (terminal guard )75 mm dia | each | 1 | 191
9988 | Carriage of materials and fixing charges | L.S. | 10.79 | 2
Calculated W - SUM of the Amount column above
W as printed in the DAR |  |  |  |  | 212.58
Difference (calculated - printed)
SAY (Rs.) - final DAR rate as printed (fixed value, not computed) |  |  |  |  | 284.4
17.56 | Providing and fixing terminal guard :
17.56.2 | 75 mm
17.56.2.2 | Sand cast iron S&S as per IS - 3989
Details of cost for 1 no ¦ Source: CivilDAR_2019_Vol_2.pdf, page 461
Code | Description | Unit | Quantity | Rate (Rs.) | Amount (Rs.) | Note
3734 | S.C.I. S&S, Slotted Cowl (Terminal Guard) 75 mm | each | 1 | 210
9988 | Carriage of materials and fixing charges | L.S. | 10.79 | 2
Calculated W - SUM of the Amount column above
W as printed in the DAR |  |  |  |  | 231.58
Difference (calculated - printed)
SAY (Rs.) - final DAR rate as printed (fixed value, not computed) |  |  |  |  | 309.85
17.57 | Providing and fixing collar :
17.57.1 | 100 mm
17.57.1.1 | Sand cast iron S&S as per IS - 1729
Details of cost for 1 no ¦ Source: CivilDAR_2019_Vol_2.pdf, page 462
Code | Description | Unit | Quantity | Rate (Rs.) | Amount (Rs.) | Note
1686 | S.C.I. collar 100 mm dia | each | 1 | 246
9988 | Carriage of materials and fixing charges | L.S. | 13.52 | 2
Calculated W - SUM of the Amount column above
W as printed in the DAR |  |  |  |  | 273.04
Difference (calculated - printed)
SAY (Rs.) - final DAR rate as printed (fixed value, not computed) |  |  |  |  | 365.3
17.57 | Providing and fixing collar :
17.57.1 | 100 mm
17.57.1.2 | Sand cast iron S&S as per IS - 3989
Details of cost for 1 no ¦ Source: CivilDAR_2019_Vol_2.pdf, page 462
Code | Description | Unit | Quantity | Rate (Rs.) | Amount (Rs.) | Note
3738 | S.C.I. S&S, collars 100 mm | each | 1 | 279
9988 | Carriage of materials and fixing charges | L.S. | 13.52 | 2
Calculated W - SUM of the Amount column above
W as printed in the DAR |  |  |  |  | 306.04
Difference (calculated - printed)
SAY (Rs.) - final DAR rate as printed (fixed value, not computed) |  |  |  |  | 409.45
17.57 | Providing and fixing collar :
17.57.2 | 75 mm
17.57.2.1 | Sand cast iron S&S as per IS - 1729
Details of cost for 1 no ¦ Source: CivilDAR_2019_Vol_2.pdf, page 462
Code | Description | Unit | Quantity | Rate (Rs.) | Amount (Rs.) | Note
1685 | S.C.I. collar 75 mm dia | each | 1 | 177
9988 | Carriage of materials and fixing charges | L.S. | 10.79 | 2
Calculated W - SUM of the Amount column above
W as printed in the DAR |  |  |  |  | 198.58
Difference (calculated - printed)
SAY (Rs.) - final DAR rate as printed (fixed value, not computed) |  |  |  |  | 265.7
17.57 | Providing and fixing collar :
17.57.2 | 75 mm
17.57.2.2 | Sand cast iron S&S as per IS - 3989
Details of cost for 1 no ¦ Source: CivilDAR_2019_Vol_2.pdf, page 463
Code | Description | Unit | Quantity | Rate (Rs.) | Amount (Rs.) | Note
3739 | S.C.I. S&S, collars 75 mm | each | 1 | 170
9988 | Carriage of materials and fixing charges | L.S. | 10.79 | 2
Calculated W - SUM of the Amount column above
W as printed in the DAR |  |  |  |  | 191.58
Difference (calculated - printed)
SAY (Rs.) - final DAR rate as printed (fixed value, not computed) |  |  |  |  | 256.3
17.57A | Providing and fixing shielded coupling for Hubless centrifugally cast iron pipe
17.57A.1 | 100 mm dia
17.57A.1.1 | SS 304 grade coupling with EPDM rubber gasket
Details of cost for 1 no ¦ Source: CivilDAR_2019_Vol_2.pdf, page 463
Code | Description | Unit | Quantity | Rate (Rs.) | Amount (Rs.) | Note
7644 | SS 304 grade shielded coupling with EPDM rubber gasket for 100 mm dia Hubless centrifugally cast (spun) iron | each | 1 | 275
9977 | Carriage of materials and fixing charges | L.S. | 13.52 | 2
Calculated W - SUM of the Amount column above
W as printed in the DAR |  |  |  |  | 302.04
Difference (calculated - printed)
SAY (Rs.) - final DAR rate as printed (fixed value, not computed) |  |  |  |  | 404.1
17.57A | Providing and fixing shielded coupling for Hubless centrifugally cast iron pipe
17.57A.2 | 75 mm dia
17.57A.2.1 | SS 304 grade coupling with EPDM rubber gasket
Details of cost for 1 no ¦ Source: CivilDAR_2019_Vol_2.pdf, page 463
Code | Description | Unit | Quantity | Rate (Rs.) | Amount (Rs.) | Note
7645 | SS 304 grade shielded coupling with EPDM rubber gasket for 75 mm dia Hubless centrifugally cast (spun) iron | each | 1 | 250
9977 | Carriage of materials and fixing charges | L.S. | 10.79 | 2
Calculated W - SUM of the Amount column above
W as printed in the DAR |  |  |  |  | 271.58
Difference (calculated - printed)
SAY (Rs.) - final DAR rate as printed (fixed value, not computed) |  |  |  |  | 363.35
17.58 | Providing lead caulked joints to sand cast iron/centrifugally cast (spun) iron pipes and fittings of diameter :
17.58.1 | 100 mm
Details of cost for 1 joint ¦ Source: CivilDAR_2019_Vol_2.pdf, page 464
Code | Description | Unit | Quantity | Rate (Rs.) | Amount (Rs.) | Note
1397 | Pig lead | kilogram | 0.98 | 176
1881 | Spun yarn | kilogram | 0.11 | 50
9999 | Kerosene oil, fuel and other sundries | L.S. | 13.52 | 2
9977 | Carriage of materials | L.S. | 1.43 | 2
0116 | Fitter (grade 1) | day | 0.06 | 738
0117 | Assistant Fitter or 2nd class Fitter | day | 0.06 | 679
0114 | Beldar | day | 0.12 | 558
Calculated W - SUM of the Amount column above
W as printed in the DAR |  |  |  |  | 359.86
Difference (calculated - printed)
SAY (Rs.) - final DAR rate as printed (fixed value, not computed) |  |  |  |  | 481.45
17.58 | Providing lead caulked joints to sand cast iron/centrifugally cast (spun) iron pipes and fittings of diameter :
17.58.2 | 75 mm
Details of cost for 1 joint ¦ Source: CivilDAR_2019_Vol_2.pdf, page 464
Code | Description | Unit | Quantity | Rate (Rs.) | Amount (Rs.) | Note
1397 | Pig lead | kilogram | 0.88 | 176
1881 | Spun yarn | kilogram | 0.09 | 50
9999 | Kerosene oil, fuel and other sundries | L.S. | 10.79 | 2
9977 | Carriage of materials | L.S. | 1.43 | 2
0116 | Fitter (grade 1) | day | 0.05 | 738
0117 | Assistant Fitter or 2nd class Fitter | day | 0.05 | 679
0114 | Beldar | day | 0.09 | 558
Calculated W - SUM of the Amount column above
W as printed in the DAR |  |  |  |  | 304.89
Difference (calculated - printed)
SAY (Rs.) - final DAR rate as printed (fixed value, not computed) |  |  |  |  | 407.9
17.58 | Providing lead caulked joints to sand cast iron/centrifugally cast (spun) iron pipes and fittings of diameter :
17.58.3 | 50 mm
Details of cost for 1 joint ¦ Source: CivilDAR_2019_Vol_2.pdf, page 465
Code | Description | Unit | Quantity | Rate (Rs.) | Amount (Rs.) | Note
1397 | Pig lead | kilogram | 0.77 | 176
1881 | Spun yarn | kilogram | 0.06 | 50
9999 | Kerosene oil, fuel and other sundries | L.S. | 6.76 | 2
9977 | Carriage of materials | L.S. | 1.43 | 2
0116 | Fitter (grade 1) | day | 0.04 | 738
0117 | Assistant Fitter or 2nd class Fitter | day | 0.05 | 679
0114 | Beldar | day | 0.05 | 558
Calculated W - SUM of the Amount column above
W as printed in the DAR |  |  |  |  | 246.27
Difference (calculated - printed)
SAY (Rs.) - final DAR rate as printed (fixed value, not computed) |  |  |  |  | 329.5
17.59 | Providing and fixing M.S. stays and clamps for sand cast iron/ centrifugally cast (spun) iron pipes of diameter :
17.59.1 | 100 mm
Details of cost for 1 no ¦ Source: CivilDAR_2019_Vol_2.pdf, page 465
Code | Description | Unit | Quantity | Rate (Rs.) | Amount (Rs.) | Note
1330 | Clamps and M.S. stays including bolts and nuts for 100 mm pipe | each | 1 | 67.5
9988 | Carriage of materials and fixing charges | L.S. | 13.52 | 2
Calculated W - SUM of the Amount column above
W as printed in the DAR |  |  |  |  | 94.54
Difference (calculated - printed)
SAY (Rs.) - final DAR rate as printed (fixed value, not computed) |  |  |  |  | 126.5
17.59 | Providing and fixing M.S. stays and clamps for sand cast iron/ centrifugally cast (spun) iron pipes of diameter :
17.59.2 | 75 mm
Details of cost for 1 no ¦ Source: CivilDAR_2019_Vol_2.pdf, page 466
Code | Description | Unit | Quantity | Rate (Rs.) | Amount (Rs.) | Note
1335 | Clamps and M.S. stays including bolts and nuts for 75 mm pipe | each | 1 | 37
9988 | Carriage of materials and fixing charges | L.S. | 10.79 | 2
Calculated W - SUM of the Amount column above
W as printed in the DAR |  |  |  |  | 58.58
Difference (calculated - printed)
SAY (Rs.) - final DAR rate as printed (fixed value, not computed) |  |  |  |  | 78.4
17.59 | Providing and fixing M.S. stays and clamps for sand cast iron/ centrifugally cast (spun) iron pipes of diameter :
17.59.3 | 50 mm
Details of cost for 1 no ¦ Source: CivilDAR_2019_Vol_2.pdf, page 466
Code | Description | Unit | Quantity | Rate (Rs.) | Amount (Rs.) | Note
1334 | Clamps and M.S. stays including bolts and nuts for 50 mm pipe | each | 1 | 35
9988 | Carriage of materials and fixing charges | L.S. | 9.49 | 2
Calculated W - SUM of the Amount column above
W as printed in the DAR |  |  |  |  | 53.98
Difference (calculated - printed)
SAY (Rs.) - final DAR rate as printed (fixed value, not computed) |  |  |  |  | 72.2
17.60 | Providing and fixing trap of self cleansing design with screwed down or hinged grating with or without vent arm complete, including cost of cutting and making good the walls and floors :
17.60.1 | 100 mm inlet and 100 mm outlet
17.60.1.1 | Sand cast iron S&S as per IS: 3989
Details of cost for 1 no ¦ Source: CivilDAR_2019_Vol_2.pdf, page 467
Code | Description | Unit | Quantity | Rate (Rs.) | Amount (Rs.) | Note
7808 | Centrifugally cast (spun) iron S&S 100 mm inlet and 100 mm outlet | each | 1 | 450
9999 | Cement, sand and grit etc. | L.S. | 13.52 | 2
9977 | Carriage of materials | L.S. | 2.73 | 2
0123 | Mason (brick layer) 1st class | day | 0.5 | 738
0114 | Beldar | day | 0.5 | 558
Calculated W - SUM of the Amount column above
W as printed in the DAR |  |  |  |  | 1130.5
Difference (calculated - printed)
SAY (Rs.) - final DAR rate as printed (fixed value, not computed) |  |  |  |  | 1512.55
17.60 | Providing and fixing trap of self cleansing design with screwed down or hinged grating with or without vent arm complete, including cost of cutting and making good the walls and floors :
17.60.1 | 100 mm inlet and 100 mm outlet
17.60.1.2 | Sand Cast Iron S&S as per IS: 1729
Details of cost for 1 no ¦ Source: CivilDAR_2019_Vol_2.pdf, page 467
Code | Description | Unit | Quantity | Rate (Rs.) | Amount (Rs.) | Note
1897 | 100 mm S.C.I. trap with 100 mm inlet and 100 mm outlet | each | 1 | 271
9999 | Cement, sand and grit etc. | L.S. | 13.52 | 2
9977 | Carriage of materials | L.S. | 2.73 | 2
0123 | Mason (brick layer) 1st class | day | 0.5 | 738
0114 | Beldar | day | 0.5 | 558
Calculated W - SUM of the Amount column above
W as printed in the DAR |  |  |  |  | 951.5
Difference (calculated - printed)
SAY (Rs.) - final DAR rate as printed (fixed value, not computed) |  |  |  |  | 1273.05
17.60 | Providing and fixing trap of self cleansing design with screwed down or hinged grating with or without vent arm complete, including cost of cutting and making good the walls and floors :
17.60.1 | 100 mm inlet and 100 mm outlet
17.60.1.3 | Hubless centrifugally cast (spun) iron epoxy coated inside & outside as per IS:15905
Details of cost for 1 no ¦ Source: CivilDAR_2019_Vol_2.pdf, page 468
Code | Description | Unit | Quantity | Rate (Rs.) | Amount (Rs.) | Note
7642 | Hubless centrifugally cast (spun) iron trap with 100 mm inlet and 100 mm outlet as per IS | 15905 each | 1 | 540
9977 | Carriage of materials and fixing charges | L.S. | 13.52 | 2
Calculated W - SUM of the Amount column above
W as printed in the DAR |  |  |  |  | 567.04
Difference (calculated - printed)
SAY (Rs.) - final DAR rate as printed (fixed value, not computed) |  |  |  |  | 758.65
17.60 | Providing and fixing trap of self cleansing design with screwed down or hinged grating with or without vent arm complete, including cost of cutting and making good the walls and floors :
17.60.2 | 100 mm inlet and 75 mm outlet
17.60.2.1 | Sand cast iron S&S as per IS - 3989
Details of cost for 1 no ¦ Source: CivilDAR_2019_Vol_2.pdf, page 468
Code | Description | Unit | Quantity | Rate (Rs.) | Amount (Rs.) | Note
7809 | Centrifugally cast (spun) iron S&S 100 mm inlet and 75 mm outlet | each | 1 | 500
9999 | Cement, sand and grit etc. | L.S. | 13.52 | 2
9977 | Carriage of materials | L.S. | 2.73 | 2
0123 | Mason (brick layer) 1st class | day | 0.5 | 738
0114 | Beldar | day | 0.5 | 558
Calculated W - SUM of the Amount column above
W as printed in the DAR |  |  |  |  | 1180.5
Difference (calculated - printed)
SAY (Rs.) - final DAR rate as printed (fixed value, not computed) |  |  |  |  | 1579.45
17.60 | Providing and fixing trap of self cleansing design with screwed down or hinged grating with or without vent arm complete, including cost of cutting and making good the walls and floors :
17.60.2 | 100 mm inlet and 75 mm outlet
17.60.2.2 | Sand Cast Iron S&S as per IS- 1729
Details of cost for 1 no ¦ Source: CivilDAR_2019_Vol_2.pdf, page 468
Code | Description | Unit | Quantity | Rate (Rs.) | Amount (Rs.) | Note
1898 | 100 mm S.C.I. trap with 100 mm inlet and 75 mm outlet | each | 1 | 218
9999 | Cement, sand and grit etc. | L.S. | 13.52 | 2
9977 | Carriage of materials | L.S. | 2.73 | 2
0123 | Mason (brick layer) 1st class | day | 0.5 | 738
0114 | Beldar | day | 0.5 | 558
Calculated W - SUM of the Amount column above
W as printed in the DAR |  |  |  |  | 898.5
Difference (calculated - printed)
SAY (Rs.) - final DAR rate as printed (fixed value, not computed) |  |  |  |  | 1202.15
17.60 | Providing and fixing trap of self cleansing design with screwed down or hinged grating with or without vent arm complete, including cost of cutting and making good the walls and floors :
17.60.2 | 100 mm inlet and 75 mm outlet
17.60.2.3 | Hubless centrifugally cast (spun) iron epoxy coated inside & outside as per IS:15905
Details of cost for 1 no ¦ Source: CivilDAR_2019_Vol_2.pdf, page 469
Code | Description | Unit | Quantity | Rate (Rs.) | Amount (Rs.) | Note
7643 | Hubless centrifugally cast (spun) iron trap with 100 mm inlet and 75 mm outlet as per IS | 15905 each | 1 | 385
9977 | Carriage of materials and fixing charges | L.S. | 13.52 | 2
Calculated W - SUM of the Amount column above
W as printed in the DAR |  |  |  |  | 412.04
Difference (calculated - printed)
SAY (Rs.) - final DAR rate as printed (fixed value, not computed) |  |  |  |  | 551.3
17.61 | Cutting chases in brick masonry walls for following diameter sand cast iron/ centrifugally cast (spun) iron pipes and making good the same with cement concrete 1:3:6 ( 1 cement : 3 coarse sand :6 graded stone aggregate 12.5 mm nominal size), including necessary plaster and pointing in cement mortar 1:4 (1 cement : 4 coarse sand) :
17.61.1 | 100 mm dia
Details of cost for 1 metre ¦ Source: CivilDAR_2019_Vol_2.pdf, page 469
Code | Description | Unit | Quantity | Rate (Rs.) | Amount (Rs.) | Note
4.2.5 | Rate as per item 4.2.5 - Providing and laying cement concrete in retaining walls, return walls, walls (any thickness) including atta... | cum | 0.022 | 8025
9999 | Plastering in cement mortar 1:4 | L.S. | 10.4 | 2
9977 | Carriage of materials | L.S. | 4.16 | 2
0123 | Mason (brick layer) 1st class | day | 0.14 | 738
0114 | Beldar | day | 0.27 | 558
Calculated W - SUM of the Amount column above
W as printed in the DAR |  |  |  |  | 459.65
Difference (calculated - printed)
SAY (Rs.) - final DAR rate as printed (fixed value, not computed) |  |  |  |  | 555.3
17.61 | Cutting chases in brick masonry walls for following diameter sand cast iron/ centrifugally cast (spun) iron pipes and making good the same with cement concrete 1:3:6 ( 1 cement : 3 coarse sand :6 graded stone aggregate 12.5 mm nominal size), including necessary plaster and pointing in cement mortar 1:4 (1 cement : 4 coarse sand) :
17.61.2 | 75 mm dia
Details of cost for 1 metre ¦ Source: CivilDAR_2019_Vol_2.pdf, page 470
Code | Description | Unit | Quantity | Rate (Rs.) | Amount (Rs.) | Note
4.2.5 | Rate as per item 4.2.5 - Providing and laying cement concrete in retaining walls, return walls, walls (any thickness) including atta... | cum | 0.015 | 8025
9999 | Plastering in cement mortar 1:4 | L.S. | 7.8 | 2
9977 | Carriage of materials | L.S. | 3.51 | 2
0123 | Mason (brick layer) 1st class | day | 0.1 | 738
0114 | Beldar | day | 0.2 | 558
Calculated W - SUM of the Amount column above
W as printed in the DAR |  |  |  |  | 328.4
Difference (calculated - printed)
SAY (Rs.) - final DAR rate as printed (fixed value, not computed) |  |  |  |  | 398.7
17.61 | Cutting chases in brick masonry walls for following diameter sand cast iron/ centrifugally cast (spun) iron pipes and making good the same with cement concrete 1:3:6 ( 1 cement : 3 coarse sand :6 graded stone aggregate 12.5 mm nominal size), including necessary plaster and pointing in cement mortar 1:4 (1 cement : 4 coarse sand) :
17.61.3 | 50 mm dia
Details of cost for 1 metre ¦ Source: CivilDAR_2019_Vol_2.pdf, page 470
Code | Description | Unit | Quantity | Rate (Rs.) | Amount (Rs.) | Note
4.2.5 | Rate as per item 4.2.5 - Providing and laying cement concrete in retaining walls, return walls, walls (any thickness) including atta... | cum | 0.008 | 8025
9999 | Plastering in cement mortar 1:4 | L.S. | 5.2 | 2
9977 | Carriage of materials | L.S. | 2.73 | 2
0123 | Mason (brick layer) 1st class | day | 0.07 | 738
0114 | Beldar | day | 0.14 | 558
Calculated W - SUM of the Amount column above
W as printed in the DAR |  |  |  |  | 209.84
Difference (calculated - printed)
SAY (Rs.) - final DAR rate as printed (fixed value, not computed) |  |  |  |  | 259.05
17.62 | Painting C.I. cistern with bitumastic or any other anti-corrosive paint inside and white paint over a coat of zinc chromate yellow primer (of approved quality ) on the outside surface of the cistern, flush pipe, other fittings, etc. complete for new work.
Details of cost for 1 cistern ¦ Source: CivilDAR_2019_Vol_2.pdf, page 471
Code | Description | Unit | Quantity | Rate (Rs.) | Amount (Rs.) | Note
0828 | Anticorrosive bituminous paint (black) | litre | 0.23 | 100
4202 | Red oxide Zinc chromate primer | litre | 0.2 | 110
0834 | Synthetic enamel paint in all shades except black or chocolate shade | litre | 0.4 | 160
9977 | Carriage of materials | L.S. | 1.43 | 2
9999 | Sundries | L.S. | 6.76 | 2
0131 | Painter | day | 0.25 | 679
0114 | Beldar | day | 0.5 | 558
Calculated W - SUM of the Amount column above
W as printed in the DAR |  |  |  |  | 574.13
Difference (calculated - printed)
SAY (Rs.) - final DAR rate as printed (fixed value, not computed) |  |  |  |  | 768.15
17.63 | Re-painting C.I. cistern with bitumastic or any other anti-corrosive paint inside and white paint on the outside surface of the cistern, flush pipe, other fittings, etc. complete, including polishing of wooden seat and lid and cleaning of W.C. pan with acid wherever necessary.
Details of cost for 1 cistern ¦ Source: CivilDAR_2019_Vol_2.pdf, page 472
Code | Description | Unit | Quantity | Rate (Rs.) | Amount (Rs.) | Note
0828 | Anticorrosive bituminous paint (black) | litre | 0.23 | 100
0834 | Synthetic enamel paint in all shades except black or chocolate shade | litre | 0.2 | 160
9999 | Polishing of wooden seat and cleaning of W.C. pan with acid | L.S. | 20.67 | 2
9988 | Sundries and carriage of materials | L.S. | 7.15 | 2
0131 | Painter | day | 0.2 | 679
0114 | Beldar | day | 0.25 | 558
Calculated W - SUM of the Amount column above
W as printed in the DAR |  |  |  |  | 385.94
Difference (calculated - printed)
SAY (Rs.) - final DAR rate as printed (fixed value, not computed) |  |  |  |  | 516.35
17.64 | Repainting C.I. cistern with synthetic enamel paint of approved colour, brand and manufacture on the outside surface of cistern, flush pipe, other fittings etc. complete.
Details of cost for 1 cistern ¦ Source: CivilDAR_2019_Vol_2.pdf, page 472
Code | Description | Unit | Quantity | Rate (Rs.) | Amount (Rs.) | Note
0834 | Synthetic enamel paint in all shades except black or chocolate shade | litre | 0.2 | 160
9988 | Sundries and carriage of materials | L.S. | 3.64 | 2
0131 | Painter | day | 0.09 | 679
0114 | Beldar | day | 0.12 | 558
Calculated W - SUM of the Amount column above
W as printed in the DAR |  |  |  |  | 167.35
Difference (calculated - printed)
SAY (Rs.) - final DAR rate as printed (fixed value, not computed) |  |  |  |  | 223.9
17.65 | Painting sand cast iron/ centrifugally cast (spun) iron soil, waste vent pipes and fittings with two coats of synthetic enamel paint of any colour such as chocolate grey, or buff etc. over a coat of primer (of approved quality) for new work :
17.65.1 | 100 mm diameter pipe
Details of cost for 10 metres ¦ Source: CivilDAR_2019_Vol_2.pdf, page 473
Code | Description | Unit | Quantity | Rate (Rs.) | Amount (Rs.) | Note
13.50.3 | Rate as per item 13.50.3 - Applying priming coat - With ready mixed red oxide zinc chromate primer of approved brand and manufacture o... | sqm | 3.46 | 50.7
13.61.1 | Rate as per item 13.61.1 - Painting with synthetic enamel paint of approved brand and manufacture to give an even shade - Two or more... | sqm | 3.46 | 121.55
9999 | Add for delay | L.S. | 17.16 | 2
Calculated W - SUM of the Amount column above
W as printed in the DAR |  |  |  |  | 630.31
Difference (calculated - printed)
SAY (Rs.) - final DAR rate as printed (fixed value, not computed) |  |  |  |  | 64.2
17.65 | Painting sand cast iron/ centrifugally cast (spun) iron soil, waste vent pipes and fittings with two coats of synthetic enamel paint of any colour such as chocolate grey, or buff etc. over a coat of primer (of approved quality) for new work :
17.65.2 | 75 mm diameter pipe
Details of cost for 10 metres ¦ Source: CivilDAR_2019_Vol_2.pdf, page 473
Code | Description | Unit | Quantity | Rate (Rs.) | Amount (Rs.) | Note
13.50.3 | Rate as per item 13.50.3 - Applying priming coat - With ready mixed red oxide zinc chromate primer of approved brand and manufacture o... | sqm | 2.6 | 50.7
13.61.1 | Rate as per item 13.61.1 - Painting with synthetic enamel paint of approved brand and manufacture to give an even shade - Two or more... | sqm | 2.6 | 121.55
9999 | Add for delay | L.S. | 15.21 | 2
Calculated W - SUM of the Amount column above
W as printed in the DAR |  |  |  |  | 478.27
Difference (calculated - printed)
SAY (Rs.) - final DAR rate as printed (fixed value, not computed) |  |  |  |  | 48.85
17.66 | Repainting sand cast iron/ centrifugally cast iron (spun) iron, soil, waste, vent pipes and fittings with one coat of synthetic enamel paint of any colour such as chocolate, grey or buff etc :
17.66.1 | 100 mm diameter pipe
Details of cost for 10 metres ¦ Source: CivilDAR_2019_Vol_2.pdf, page 474
Code | Description | Unit | Quantity | Rate (Rs.) | Amount (Rs.) | Note
13.99.1 | Rate as per item 13.99.1 - Painting with synthetic enamel paint of approved brand and manufacture of required colour to give an even s... | sqm | 3.46 | 79.95
9999 | Add for delay | L.S. | 12.22 | 2
Calculated W - SUM of the Amount column above
W as printed in the DAR |  |  |  |  | 301.07
Difference (calculated - printed)
SAY (Rs.) - final DAR rate as printed (fixed value, not computed) |  |  |  |  | 30.95
17.66 | Repainting sand cast iron/ centrifugally cast iron (spun) iron, soil, waste, vent pipes and fittings with one coat of synthetic enamel paint of any colour such as chocolate, grey or buff etc :
17.66.2 | 75 mm diameter pipe
Details of cost for 10 metres ¦ Source: CivilDAR_2019_Vol_2.pdf, page 474
Code | Description | Unit | Quantity | Rate (Rs.) | Amount (Rs.) | Note
13.99.1 | Rate as per item 13.99.1 - Painting with synthetic enamel paint of approved brand and manufacture of required colour to give an even s... | sqm | 2.577 | 79.95
9999 | Add for delay | L.S. | 9.49 | 2
Calculated W - SUM of the Amount column above
W as printed in the DAR |  |  |  |  | 225.01
Difference (calculated - printed)
SAY (Rs.) - final DAR rate as printed (fixed value, not computed) |  |  |  |  | 23.15
17.67 | Repainting bath tub of size 1700x730x430 mm with enamel paint.
Details of cost for 1 tub ¦ Source: CivilDAR_2019_Vol_2.pdf, page 475
Code | Description | Unit | Quantity | Rate (Rs.) | Amount (Rs.) | Note
0830 | Enamel paint | litre | 0.9 | 165
9999 | Sundries | L.S. | 6.76 | 2
0131 | Painter | day | 0.25 | 679
0115 | Coolie | day | 0.25 | 558
Calculated W - SUM of the Amount column above
W as printed in the DAR |  |  |  |  | 471.27
Difference (calculated - printed)
SAY (Rs.) - final DAR rate as printed (fixed value, not computed) |  |  |  |  | 630.55
17.68 | Providing and fixing vitreous china dual purpose closet suitable for use as squatting pan or European type water closet (Anglo Indian W.C pan) with seat & lid fixed with C.P. brass hinges and rubber buffers, 10 litre low level flushing cistern with fitting and brackets, 40 mm flush bend, 20 mm over flow pipe, with specials of standard make and mosquito proof coupling of approved municipal design complete, including painting of fittings and brackets, cutting and making good the walls and floors wherever required:
17.68.1 | White vitreous china dual purpose WC pan with white solid plastic seat and lid with white vitreous china flushing cistern and C.P. flush bend.
Details of cost for 1 no ¦ Source: CivilDAR_2019_Vol_2.pdf, page 475
Code | Description | Unit | Quantity | Rate (Rs.) | Amount (Rs.) | Note
1875 | White plastic seat (solid)with lid C.P.brass hinges and rubber buffers | each | 1 | 400
1965 | White vitreous china dual purpose closet (Anglo Indian W.C.) suitable for use as sequatting pan or European type water closet as per manufacturer's specifications | each | 1 | 2500
7006 | Vitreous china 10 litres low level cistern with fittings | each | 1 | 1240
9999 | 20 mm G.I.over flow pipe and specials for over flow pipe | L.S. | 276.25 | 2
1350 | Mosquito proof coupling of approved design | each | 1 | 30
9999 | Plugs, screws etc. | L.S. | 59.15 | 2
9999 | Red lead, white lead and gaskin etc. | L.S. | 71.76 | 2
9999 | Cement,sand and grit | L.S. | 118.43 | 2
9977 | Carriage of materials | L.S. | 118.43 | 2
0116 | Fitter (grade 1) | day | 1 | 738
0123 | Mason (brick layer) 1st class | day | 1 | 738
0114 | Beldar | day | 1 | 558
Calculated W - SUM of the Amount column above
W as printed in the DAR |  |  |  |  | 7492.04
Difference (calculated - printed)
SAY (Rs.) - final DAR rate as printed (fixed value, not computed) |  |  |  |  | 10023.9
17.69 | Providing and fixing PTMT Waste Coupling for wash basin and sink, of approved quality and colour.
17.69.1 | Waste coupling 31 mm dia of 79 mm length and 62mm breadth weighing not less than 45 gms
Details of cost for 1 no ¦ Source: CivilDAR_2019_Vol_2.pdf, page 476
Code | Description | Unit | Quantity | Rate (Rs.) | Amount (Rs.) | Note
7491 | PTMT Waste Coupling 31/32MM | each | 1 | 34
9988 | Carriage of materials and fixing charges | L.S. | 20.28 | 2
Calculated W - SUM of the Amount column above
W as printed in the DAR |  |  |  |  | 74.56
Difference (calculated - printed)
SAY (Rs.) - final DAR rate as printed (fixed value, not computed) |  |  |  |  | 99.75
17.69 | Providing and fixing PTMT Waste Coupling for wash basin and sink, of approved quality and colour.
17.69.2 | Waste coupling 38 mm dia of 83 mm length and 77mm breadth, weighing not less than 60 gms
Details of cost for 1 no ¦ Source: CivilDAR_2019_Vol_2.pdf, page 477
Code | Description | Unit | Quantity | Rate (Rs.) | Amount (Rs.) | Note
7492 | PTMT Waste Coupling 38/40MM | each | 1 | 48
9988 | Carriage of materials and fixing charges | L.S. | 20.28 | 2
Calculated W - SUM of the Amount column above
W as printed in the DAR |  |  |  |  | 88.56
Difference (calculated - printed)
SAY (Rs.) - final DAR rate as printed (fixed value, not computed) |  |  |  |  | 118.5
17.70 | Providing and fixing PTMT Bottle Trap for Wash basin and sink.
17.70.1 | Bottle trap 31mm single piece moulded with height of 270 mm, effective length of tail pipe 260 mm from the centre of the waste coupling, 77 mm breadth with 25 mm minimum water seal, weighing not less than 260 gms
Details of cost for 1 no ¦ Source: CivilDAR_2019_Vol_2.pdf, page 477
Code | Description | Unit | Quantity | Rate (Rs.) | Amount (Rs.) | Note
7493 | PTMT Bottle Trap 31/32MM | each | 1 | 210
9988 | Carriage of materials and fixing charges | L.S. | 20.28 | 2
Calculated W - SUM of the Amount column above
W as printed in the DAR |  |  |  |  | 250.56
Difference (calculated - printed)
SAY (Rs.) - final DAR rate as printed (fixed value, not computed) |  |  |  |  | 335.25
17.70 | Providing and fixing PTMT Bottle Trap for Wash basin and sink.
17.70.2 | Bottle trap 38 mm single piece moulded with height of 270 mm, effective length of tail pipe 260 mm from the centre of the waste coupling, 77 mm breadth with 25 mm minimum water seal, weighing not less than 263 gms
Details of cost for 1 no ¦ Source: CivilDAR_2019_Vol_2.pdf, page 477
Code | Description | Unit | Quantity | Rate (Rs.) | Amount (Rs.) | Note
7494 | PTMT Bottle Trap 38/40MM | each | 1 | 220
9988 | Carriage of materials and fixing charges | L.S. | 20.28 | 2
Calculated W - SUM of the Amount column above
W as printed in the DAR |  |  |  |  | 260.56
Difference (calculated - printed)
SAY (Rs.) - final DAR rate as printed (fixed value, not computed) |  |  |  |  | 348.6
17.71 | Providing and fixing PTMT liquid soap container 109 mm wide, 125 mm high and 112 mm distance from wall of standard shape with bracket of the same materials with snap fittings of approved quality and colour, weighing not less than 105 gms.
Details of cost for 1 no ¦ Source: CivilDAR_2019_Vol_2.pdf, page 478
Code | Description | Unit | Quantity | Rate (Rs.) | Amount (Rs.) | Note
7503 | PTMT Liquid Soap Container of 400ml capacity | each | 1 | 105
9988 | Carriage of materials and fixing charges | L.S. | 6.76 | 2
Calculated W - SUM of the Amount column above
W as printed in the DAR |  |  |  |  | 118.52
Difference (calculated - printed)
SAY (Rs.) - final DAR rate as printed (fixed value, not computed) |  |  |  |  | 158.55
17.72 | Providing and fixing PTMT towel ring trapezoidal shape 215 mm long, 200 mm wide with minimum distances of 37 mm from wall face with concealed fittings arrangement of approved quality and colour, weighing not less than 88 gms.
Details of cost for 1 nos ¦ Source: CivilDAR_2019_Vol_2.pdf, page 478
Code | Description | Unit | Quantity | Rate (Rs.) | Amount (Rs.) | Note
7504 | PTMT - Towel Ring 215x200x37mm | each | 1 | 130
9988 | Carriage of materials and fixing charges | L.S. | 20.28 | 2
Calculated W - SUM of the Amount column above
W as printed in the DAR |  |  |  |  | 170.56
Difference (calculated - printed)
SAY (Rs.) - final DAR rate as printed (fixed value, not computed) |  |  |  |  | 228.2
17.73 | Providing and fixing PTMT towel rail complete with brackets fixed to wooden cleats with CP brass screws with concealed fittings arrangement of approved quality and colour.
17.73.1 | 450 mm long towel rail with total length of 495 mm, 78 mm wide and effective height of 88 mm, weighing not less than 170 gms
Details of cost for 1 no ¦ Source: CivilDAR_2019_Vol_2.pdf, page 479
Code | Description | Unit | Quantity | Rate (Rs.) | Amount (Rs.) | Note
7505 | PTMT Towel Rail (450mm) | each | 1 | 135
8.23 | Rate as per item 8.23 - Providing 50x50x50 mm 2nd class teak wood plugs including cutting brick work and fixing in cement mortar 1:... | each | 2 | 33.9
0588 | Chromium plated Brass screws 25 mm | 100 Nos | 0.06 | 180
9977 | Carriage of materials | L.S. | 4.16 | 2
0112 | Carpenter 2nd class | day | 0.17 | 679
0114 | Beldar | day | 0.17 | 558
Calculated W - SUM of the Amount column above
W as printed in the DAR |  |  |  |  | 432.21
Difference (calculated - printed)
SAY (Rs.) - final DAR rate as printed (fixed value, not computed) |  |  |  |  | 555.35
17.73 | Providing and fixing PTMT towel rail complete with brackets fixed to wooden cleats with CP brass screws with concealed fittings arrangement of approved quality and colour.
17.73.2 | 600 mm long towel rail with total length of 645 mm, width 78 mm and effective height of 88 mm, weighing not less than 190 gms.
Details of cost for 1 no ¦ Source: CivilDAR_2019_Vol_2.pdf, page 479
Code | Description | Unit | Quantity | Rate (Rs.) | Amount (Rs.) | Note
7506 | PTMT Towel Rail (600mm) | each | 1 | 165
8.23 | Rate as per item 8.23 - Providing 50x50x50 mm 2nd class teak wood plugs including cutting brick work and fixing in cement mortar 1:... | each | 2 | 33.9
0588 | Chromium plated Brass screws 25 mm | 100 Nos | 0.06 | 180
9977 | Carriage of materials | L.S. | 4.16 | 2
0112 | Carpenter 2nd class | day | 0.17 | 679
0114 | Beldar | day | 0.17 | 558
Calculated W - SUM of the Amount column above
W as printed in the DAR |  |  |  |  | 462.21
Difference (calculated - printed)
SAY (Rs.) - final DAR rate as printed (fixed value, not computed) |  |  |  |  | 595.5
17.74 | Providing and fixing PTMT shelf 440 mm long, 124 mm width and 36 mm height of approved quality and colour, weighing not less than 300 gms.
Details of cost for 1 no ¦ Source: CivilDAR_2019_Vol_2.pdf, page 480
Code | Description | Unit | Quantity | Rate (Rs.) | Amount (Rs.) | Note
7507 | PTMT Shelf 450x124x36mm | each | 1 | 200
8.23 | Rate as per item 8.23 - Providing 50x50x50 mm 2nd class teak wood plugs including cutting brick work and fixing in cement mortar 1:... | each | 2 | 33.9
0588 | Chromium plated Brass screws 25 mm | 100 Nos | 0.06 | 180
9977 | Carriage of materials | L.S. | 4.16 | 2
0112 | Carpenter 2nd class | day | 0.17 | 679
0114 | Beldar | day | 0.17 | 558
Calculated W - SUM of the Amount column above
W as printed in the DAR |  |  |  |  | 497.21
Difference (calculated - printed)
SAY (Rs.) - final DAR rate as printed (fixed value, not computed) |  |  |  |  | 642.3
17.75 | Providing and fixing PTMT 15 mm Urinal spreader size 95x69x100 mm with 1/2" BSP thread and shapes, weighing not less than 60 gms.
Details of cost for 1 no ¦ Source: CivilDAR_2019_Vol_2.pdf, page 480
Code | Description | Unit | Quantity | Rate (Rs.) | Amount (Rs.) | Note
7508 | PTMT Urinal Spreader 15mm | each | 1 | 76
9988 | Carriage of materials and fixing charges | L.S. | 6.76 | 2
Calculated W - SUM of the Amount column above
W as printed in the DAR |  |  |  |  | 89.52
Difference (calculated - printed)
SAY (Rs.) - final DAR rate as printed (fixed value, not computed) |  |  |  |  | 119.75
17.76 | Providing and fixing PTMT urinal cock of approved quality and colour.
17.76.1 | 15 mm nominal bore, 80 mm long, 42 mm high and 30mm wide with BSP female threads weighing not less than 48 gms
Details of cost for 1 no ¦ Source: CivilDAR_2019_Vol_2.pdf, page 480
Code | Description | Unit | Quantity | Rate (Rs.) | Amount (Rs.) | Note
7858 | P.T.M.T. Urinal cock 15mm dia | each | 1 | 106.5
9988 | Carriage of materials and fixing charges | L.S. | 8.06 | 2
Calculated W - SUM of the Amount column above
W as printed in the DAR |  |  |  |  | 122.62
Difference (calculated - printed)
SAY (Rs.) - final DAR rate as printed (fixed value, not computed) |  |  |  |  | 164.05
17.77 | Providing and fixing M.S. holder bat clamp of approved design to sand cast iron/ cast iron (spun) pipes comprising of M.S. flat brackets made of 50x5 mm flat of specified shape, projecting 75 mm outside the wall surface and fixed on wall with 4nos, 6mm dia expansion hold fasteners, including drilling necessary holes in brick wall/ CC/ RCC surface and the cost of bolts etc. The pipes shall be fixed to the already fixed brackets with the help of 30 mm x1.6 mm galvanised M.S. flats of specified shape and of total length 420 mm and shall be fixed with M.S. nuts, bolts, & washers of size 25x6 mm, one bolts on each side of the pipe.
17.77.1 | Total bracket length 580 mm of approved shape and design (for single 100 mm dia pipe)
Details of cost for 5 nos ¦ Source: CivilDAR_2019_Vol_2.pdf, page 481
Code | Description | Unit | Quantity | Rate (Rs.) | Amount (Rs.) | Note
1007 | Structurals such as tees, angles channels and R.S. joists | quintal | 0.0686 | 4600
2205 | Carriage of Steel | tonne | 0.0068 | 92.24
0116 | Fitter (grade 1) | day | 0.033 | 738
0103 | Blacksmith 2nd class | day | 0.049 | 679
0114 | Beldar | day | 0.065 | 558
13.50.1 | Rate as per item 13.50.1 - Applying priming coat - With ready mixed pink or Grey primer of approved brand and manufacture on wood work... | sqm | 0.45 | 57.05
9999 | Sundries | L.S. | 1.35 | 2
8.8.1.1 | Rate as per item 8.8.1.1 - Providing and fixing expansion hold fasteners on C.C. /R.C.C./Brick masonry surface backing including drill... | each | 20 | 33.05
Calculated W - SUM of the Amount column above
W as printed in the DAR |  |  |  |  | 1099.45
Difference (calculated - printed)
SAY (Rs.) - final DAR rate as printed (fixed value, not computed) |  |  |  |  | 247.8
17.77 | Providing and fixing M.S. holder bat clamp of approved design to sand cast iron/ cast iron (spun) pipes comprising of M.S. flat brackets made of 50x5 mm flat of specified shape, projecting 75 mm outside the wall surface and fixed on wall with 4nos, 6mm dia expansion hold fasteners, including drilling necessary holes in brick wall/ CC/ RCC surface and the cost of bolts etc. The pipes shall be fixed to the already fixed brackets with the help of 30 mm x1.6 mm galvanised M.S. flats of specified shape and of total length 420 mm and shall be fixed with M.S. nuts, bolts, & washers of size 25x6 mm, one bolts on each side of the pipe.
17.77.2 | Total bracket length 810 mm of approved shape and design (for two 100 mm dia pipes)
Details of cost for 5 nos ¦ Source: CivilDAR_2019_Vol_2.pdf, page 482
Code | Description | Unit | Quantity | Rate (Rs.) | Amount (Rs.) | Note
1007 | Structurals such as tees,angles channels and R.S. joists | quintal | 0.1006 | 4600
2205 | Carriage of Steel | tonne | 0.01006 | 92.24
0116 | Fitter (grade 1) | day | 0.048 | 738
0103 | Blacksmith 2nd class | day | 0.072 | 679
0114 | Beldar | day | 0.096 | 558
13.50.1 | Rate as per item 13.50.1 - Applying priming coat - With ready mixed pink or Grey primer of approved brand and manufacture on wood work... | sqm | 0.71 | 57.05
9999 | Sundries | L.S. | 1.98 | 2
8.8.1.1 | Rate as per item 8.8.1.1 - Providing and fixing expansion hold fasteners on C.C. /R.C.C./Brick masonry surface backing including drill... | each | 20 | 33.05
Calculated W - SUM of the Amount column above
W as printed in the DAR |  |  |  |  | 1307.03
Difference (calculated - printed)
SAY (Rs.) - final DAR rate as printed (fixed value, not computed) |  |  |  |  | 302.35
17.77 | Providing and fixing M.S. holder bat clamp of approved design to sand cast iron/ cast iron (spun) pipes comprising of M.S. flat brackets made of 50x5 mm flat of specified shape, projecting 75 mm outside the wall surface and fixed on wall with 4nos, 6mm dia expansion hold fasteners, including drilling necessary holes in brick wall/ CC/ RCC surface and the cost of bolts etc. The pipes shall be fixed to the already fixed brackets with the help of 30 mm x1.6 mm galvanised M.S. flats of specified shape and of total length 420 mm and shall be fixed with M.S. nuts, bolts, & washers of size 25x6 mm, one bolts on each side of the pipe.
17.77.3 | Total bracket length 1040 mm of approved shape and design (for three 100 mm dia pipes)
Details of cost for 5 nos ¦ Source: CivilDAR_2019_Vol_2.pdf, page 483
Code | Description | Unit | Quantity | Rate (Rs.) | Amount (Rs.) | Note
1007 | Structurals such as tees,angles channels and R.S. joists | quintal | 0.1326 | 4600
2205 | Carriage of Steel | tonne | 0.01326 | 92.24
0116 | Fitter (grade 1) | day | 0.063 | 738
0103 | Blacksmith 2nd class | day | 0.095 | 679
0114 | Beldar | day | 0.126 | 558
13.50.1 | Rate as per item 13.50.1 - Applying priming coat - With ready mixed pink or Grey primer of approved brand and manufacture on wood work... | sqm | 0.97 | 57.05
9999 | Sundries | L.S. | 2.6 | 2
8.8.1.1 | Rate as per item 8.8.1.1 - Providing and fixing expansion hold fasteners on C.C. /R.C.C./Brick masonry surface backing including drill... | each | 20 | 33.05
Calculated W - SUM of the Amount column above
W as printed in the DAR |  |  |  |  | 1514.03
Difference (calculated - printed)
SAY (Rs.) - final DAR rate as printed (fixed value, not computed) |  |  |  |  | 356.7
17.78 | Providing and fixing white vitreous china extended wall mounting water closet of size 780x370x690 mm of approved shape including providing & fixing white vitreous china cistern with dual flush fitting, of flushing capacity 3 litre/ 6 litre (adjustable to 4 litre/ 8 litres), including seat cover, and cistern fittings, nuts, bolts and gasket etc complete.
Details of cost for 1 pan ¦ Source: CivilDAR_2019_Vol_2.pdf, page 483
Code | Description | Unit | Quantity | Rate (Rs.) | Amount (Rs.) | Note
7072 | Wall mounted water closet | each | 1 | 6000
7073 | Adjustable Vetrious China Cistern with fittings | each | 1 | 1900
1875 | White plastic seat (solid)with lid C.P.brass hinges and rubber buffers | each | 1 | 400
9977 | Carriage of materials | L.S. | 9.79 | 2
0116 | Fitter (grade 1) | day | 1 | 738
0123 | Mason (brick layer) 1st class | day | 1 | 738
0114 | Beldar | day | 1 | 558
Calculated W - SUM of the Amount column above
W as printed in the DAR |  |  |  |  | 10353.58
Difference (calculated - printed)
SAY (Rs.) - final DAR rate as printed (fixed value, not computed) |  |  |  |  | 13852.45
17.79 | Providing & fixing white vitreous china water less urinal of size 600 x 330 x 315 mm having antibacterial /germs free ceramic surface, fixed with cartridge having debris catcher and hygiene seal.
Details of cost for 1 pan ¦ Source: CivilDAR_2019_Vol_2.pdf, page 484
Code | Description | Unit | Quantity | Rate (Rs.) | Amount (Rs.) | Note
7074 | White Vetrious China Waterless Urinal | each | 1 | 9650
7075 | Cistern with fittings for Waterless Urinal | each | 1 | 2290
9977 | Carriage of materials | L.S. | 9.79 | 2
0116 | Fitter (grade 1) | day | 0.5 | 738
0114 | Beldar | day | 0.5 | 558
Calculated W - SUM of the Amount column above
W as printed in the DAR |  |  |  |  | 12607.58
Difference (calculated - printed)
SAY (Rs.) - final DAR rate as printed (fixed value, not computed) |  |  |  |  | 16868.15
17.80 | Providing and fixing white vitreous china battery based infrared sensor operated urinal of approx. size 610 x 390 x 370 mm having pre & post flushing with water (250 ml & 500 ml consumption), having water inlet from back side, including fixing to wall with suitable brackets all as per manufacturers specification and direction of Engineer-in-charge.
Details of cost for 1 pan ¦ Source: CivilDAR_2019_Vol_2.pdf, page 484
Code | Description | Unit | Quantity | Rate (Rs.) | Amount (Rs.) | Note
7076 | White Vetrious Urinal | each | 1 | 4500
9977 | Carriage of materials | L.S. | 9.79 | 2
0116 | Fitter (grade 1) | day | 0.5 | 738
0114 | Beldar | day | 0.5 | 558
Calculated W - SUM of the Amount column above
W as printed in the DAR |  |  |  |  | 5167.58
Difference (calculated - printed)
SAY (Rs.) - final DAR rate as printed (fixed value, not computed) |  |  |  |  | 6913.9
17.81 | Providing and fixing floor mounted, white vitreous china single piece, double traps syphonic water closet of approved brand/make, shape, size and pattern including integrated white vitreous china cistern of capacity 10 litres with dual flushing system, including all fittings and fixtures with seat cover, cistern fittings, nuts, bolts and gasket etc including making connection with the existing P/S trap, complete in all respect as per directions of Engineer-in-Charge.
Details of cost for 1 no ¦ Source: CivilDAR_2019_Vol_2.pdf, page 485
Code | Description | Unit | Quantity | Rate (Rs.) | Amount (Rs.) | Note
1966 | Floor mounted, white vitreous china single piece, double traps syphonic water closet of approved brand/make, shape, size and pattern including integrated white vitreous china cistern of capacity 10 litres with dual flushing system including all fittings and fixtures with seat cover, cistern fittings, nuts, bolts and gasket etc. | each | 1 | 9500
9977 | Carriage of material | L.S. | 9.79 | 2
0116 | Fitter (grade 1) | day | 1 | 738
0114 | Beldar | day | 1 | 558
0123 | Mason (brick layer) 1st class | day | 1 | 738
Calculated W - SUM of the Amount column above
W as printed in the DAR |  |  |  |  | 11553.58
Difference (calculated - printed)
SAY (Rs.) - final DAR rate as printed (fixed value, not computed) |  |  |  |  | 15457.95

## 18_Water_Supply
SUB-HEAD 18: WATER SUPPLY
567 priced items. Amount and Calculated W are live Excel formulas (Quantity x Rate, SUM); the printed W and SAY are the DAR's own figures. Edit any Quantity or Rate and the item's calculated W recalculates.
18.1 | Providing and fixing Polyethelene-Aluminium-Polyethelene PE-AL-PE Composite Pressure Pipes conforming to IS - 15450, U.V. stabilized with carbon black having thermal stability for hot & cold water supply, capable to withstand temperature up to 80°C, including all special fittings of composite material (engineering plastic blend and brass inserts wherever required) e.g. elbows, tees, reducers, couplers & connectors etc., with clamps at 1.00 metre spacing. This includes testing of joints complete as per direction of the Engineer-in- charge. INTERNAL WORK - EXPOSED ON WALL
18.1.1 | 1216 (16 mm OD) pipe
Details of cost for 10 metre ¦ Source: CivilDAR_2019_Vol_2.pdf, page 488
Code | Description | Unit | Quantity | Rate (Rs.) | Amount (Rs.) | Note
8300 | 1216 mm PE-AL-PE Composit pressure pipe | metre | 10 | 62
| Add 30% for fittings and wastage etc. |  |  |  | 186 | Percentage add-on; amount as printed
9999 | Cement, sand and grit | L.S. | 2.73 | 2
0116 | Fitter (grade 1) | day | 0.33 | 738
0117 | Assistant Fitter or 2nd class Fitter | day | 0.66 | 679
0114 | Beldar | day | 0.66 | 558
Calculated W - SUM of the Amount column above
W as printed in the DAR |  |  |  |  | 1871.42
Difference (calculated - printed)
SAY (Rs.) - final DAR rate as printed (fixed value, not computed) |  |  |  |  | 250.4
18.1 | Providing and fixing Polyethelene-Aluminium-Polyethelene PE-AL-PE Composite Pressure Pipes conforming to IS - 15450, U.V. stabilized with carbon black having thermal stability for hot & cold water supply, capable to withstand temperature up to 80°C, including all special fittings of composite material (engineering plastic blend and brass inserts wherever required) e.g. elbows, tees, reducers, couplers & connectors etc., with clamps at 1.00 metre spacing. This includes testing of joints complete as per direction of the Engineer-in- charge. INTERNAL WORK - EXPOSED ON WALL
18.1.2 | 1620 (20 mm OD) pipe
Details of cost for 10 metre ¦ Source: CivilDAR_2019_Vol_2.pdf, page 488
Code | Description | Unit | Quantity | Rate (Rs.) | Amount (Rs.) | Note
8301 | 1620 mm PE-AL-PE Composit pressure pipe | metre | 10 | 78
| Add 30% for fittings and wastage etc. |  |  |  | 234 | Percentage add-on; amount as printed
9999 | Cement, sand and grit | L.S. | 2.73 | 2
0116 | Fitter (grade 1) | day | 0.33 | 738
0117 | Assistant Fitter or 2nd class Fitter | day | 0.82 | 679
0114 | Beldar | day | 0.66 | 558
Calculated W - SUM of the Amount column above
W as printed in the DAR |  |  |  |  | 2188.06
Difference (calculated - printed)
SAY (Rs.) - final DAR rate as printed (fixed value, not computed) |  |  |  |  | 292.75
18.1 | Providing and fixing Polyethelene-Aluminium-Polyethelene PE-AL-PE Composite Pressure Pipes conforming to IS - 15450, U.V. stabilized with carbon black having thermal stability for hot & cold water supply, capable to withstand temperature up to 80°C, including all special fittings of composite material (engineering plastic blend and brass inserts wherever required) e.g. elbows, tees, reducers, couplers & connectors etc., with clamps at 1.00 metre spacing. This includes testing of joints complete as per direction of the Engineer-in- charge. INTERNAL WORK - EXPOSED ON WALL
18.1.3 | 2025 (25 mm OD) pipe
Details of cost for 10 metre ¦ Source: CivilDAR_2019_Vol_2.pdf, page 489
Code | Description | Unit | Quantity | Rate (Rs.) | Amount (Rs.) | Note
8302 | 2025 mm PE-AL-PE Composit pressure pipe | metre | 10 | 110
| Add 30% for fittings and wastage etc. |  |  |  | 330 | Percentage add-on; amount as printed
9999 | Cement, sand and grit | L.S. | 2.73 | 2
0116 | Fitter (grade 1) | day | 0.33 | 738
0117 | Assistant Fitter or 2nd class Fitter | day | 0.98 | 679
0114 | Beldar | day | 0.66 | 558
Calculated W - SUM of the Amount column above
W as printed in the DAR |  |  |  |  | 2712.7
Difference (calculated - printed)
SAY (Rs.) - final DAR rate as printed (fixed value, not computed) |  |  |  |  | 362.95
18.1 | Providing and fixing Polyethelene-Aluminium-Polyethelene PE-AL-PE Composite Pressure Pipes conforming to IS - 15450, U.V. stabilized with carbon black having thermal stability for hot & cold water supply, capable to withstand temperature up to 80°C, including all special fittings of composite material (engineering plastic blend and brass inserts wherever required) e.g. elbows, tees, reducers, couplers & connectors etc., with clamps at 1.00 metre spacing. This includes testing of joints complete as per direction of the Engineer-in- charge. INTERNAL WORK - EXPOSED ON WALL
18.1.4 | 2532 (32 mm OD) pipe
Details of cost for 10 metre ¦ Source: CivilDAR_2019_Vol_2.pdf, page 489
Code | Description | Unit | Quantity | Rate (Rs.) | Amount (Rs.) | Note
8303 | 2532 mm PE-AL-PE Composit pressure pipe | metre | 10 | 157
| Add 30% for fittings and wastage etc. |  |  |  | 471 | Percentage add-on; amount as printed
9999 | Cement, sand and grit | L.S. | 4.16 | 2
0116 | Fitter (grade 1) | day | 0.33 | 738
0117 | Assistant Fitter or 2nd class Fitter | day | 0.98 | 679
0114 | Beldar | day | 0.98 | 558
Calculated W - SUM of the Amount column above
W as printed in the DAR |  |  |  |  | 3505.12
Difference (calculated - printed)
SAY (Rs.) - final DAR rate as printed (fixed value, not computed) |  |  |  |  | 468.95
18.1 | Providing and fixing Polyethelene-Aluminium-Polyethelene PE-AL-PE Composite Pressure Pipes conforming to IS - 15450, U.V. stabilized with carbon black having thermal stability for hot & cold water supply, capable to withstand temperature up to 80°C, including all special fittings of composite material (engineering plastic blend and brass inserts wherever required) e.g. elbows, tees, reducers, couplers & connectors etc., with clamps at 1.00 metre spacing. This includes testing of joints complete as per direction of the Engineer-in- charge. INTERNAL WORK - EXPOSED ON WALL
18.1.5 | 3240 (40 mm OD) pipe
Details of cost for 10 metre ¦ Source: CivilDAR_2019_Vol_2.pdf, page 490
Code | Description | Unit | Quantity | Rate (Rs.) | Amount (Rs.) | Note
8304 | 3240 mm PE-AL-PE Composit pressure pipe | metre | 10 | 235
| Add 30% for fittings and wastage etc. |  |  |  | 705 | Percentage add-on; amount as printed
9999 | Cement, sand and grit | L.S. | 5.33 | 2
0116 | Fitter (grade 1) | day | 0.33 | 738
0117 | Assistant Fitter or 2nd class Fitter | day | 1.31 | 679
0114 | Beldar | day | 1.31 | 558
Calculated W - SUM of the Amount column above
W as printed in the DAR |  |  |  |  | 4929.67
Difference (calculated - printed)
SAY (Rs.) - final DAR rate as printed (fixed value, not computed) |  |  |  |  | 659.55
18.1 | Providing and fixing Polyethelene-Aluminium-Polyethelene PE-AL-PE Composite Pressure Pipes conforming to IS - 15450, U.V. stabilized with carbon black having thermal stability for hot & cold water supply, capable to withstand temperature up to 80°C, including all special fittings of composite material (engineering plastic blend and brass inserts wherever required) e.g. elbows, tees, reducers, couplers & connectors etc., with clamps at 1.00 metre spacing. This includes testing of joints complete as per direction of the Engineer-in- charge. INTERNAL WORK - EXPOSED ON WALL
18.1.6 | 4050 (50 mm OD) pipe
Details of cost for 10 metre ¦ Source: CivilDAR_2019_Vol_2.pdf, page 490
Code | Description | Unit | Quantity | Rate (Rs.) | Amount (Rs.) | Note
8305 | 4050 mm PE-AL-PE Composit pressure pipe | metre | 10 | 330
| Add 30% for fittings and wastage etc. |  |  |  | 990 | Percentage add-on; amount as printed
9999 | Cement, sand and grit | L.S. | 5.33 | 2
0116 | Fitter (grade 1) | day | 0.33 | 738
0117 | Assistant Fitter or 2nd class Fitter | day | 1.31 | 679
0114 | Beldar | day | 1.31 | 558
Calculated W - SUM of the Amount column above
W as printed in the DAR |  |  |  |  | 6164.67
Difference (calculated - printed)
SAY (Rs.) - final DAR rate as printed (fixed value, not computed) |  |  |  |  | 824.8
18.2 | Providing and fixing Polyethelene-Aluminium- Polyethelene PE-AL-PE Composite Pressure Pipes conforming to IS - 15450, U.V. stabilized with carbon black having thermal stability for hot & cold water supply, capable to withstand temperature up to 80°C, including all special fittings of composite material (engineering plastic blend and brass inserts wherever required) e.g. elbows, tees, reducers, couplers & connectors etc., with clamps at 1.00 metre spacing. This includes the costs of cutting chases and including testing of joints complete as per direction of the engineer in charge. Concealed work, including cutting chases and making good the wall etc.
18.2.1 | 1216 (16 mm OD) pipe
Details of cost for 10 metre ¦ Source: CivilDAR_2019_Vol_2.pdf, page 491
Code | Description | Unit | Quantity | Rate (Rs.) | Amount (Rs.) | Note
8300 | 1216 mm PE-AL-PE Composit pressure pipe | metre | 10 | 62
| Add 75% for fittings, clamps and wastage etc. |  |  |  | 465 | Percentage add-on; amount as printed
18.78 | Rate as per item 18.78 - Making chases up to 7.5x7.5 cm in walls including making good and finishing with matching surface after hou... | metre | 10 | 154.15
0116 | Fitter (grade 1) | day | 0.33 | 738
0117 | Assistant Fitter or 2nd class Fitter | day | 0.66 | 679
0114 | Beldar | day | 0.66 | 558
Calculated W - SUM of the Amount column above
W as printed in the DAR |  |  |  |  | 3686.46
Difference (calculated - printed)
SAY (Rs.) - final DAR rate as printed (fixed value, not computed) |  |  |  |  | 441.15
18.2 | Providing and fixing Polyethelene-Aluminium- Polyethelene PE-AL-PE Composite Pressure Pipes conforming to IS - 15450, U.V. stabilized with carbon black having thermal stability for hot & cold water supply, capable to withstand temperature up to 80°C, including all special fittings of composite material (engineering plastic blend and brass inserts wherever required) e.g. elbows, tees, reducers, couplers & connectors etc., with clamps at 1.00 metre spacing. This includes the costs of cutting chases and including testing of joints complete as per direction of the engineer in charge. Concealed work, including cutting chases and making good the wall etc.
18.2.2 | 1620 (20 mm OD) pipe
Details of cost for 10 metre ¦ Source: CivilDAR_2019_Vol_2.pdf, page 492
Code | Description | Unit | Quantity | Rate (Rs.) | Amount (Rs.) | Note
8301 | 1620 mm PE-AL-PE Composit pressure pipe | metre | 10 | 78
| Add 75% for fittings, clamps and wastage etc. |  |  |  | 585 | Percentage add-on; amount as printed
18.78 | Rate as per item 18.78 - Making chases up to 7.5x7.5 cm in walls including making good and finishing with matching surface after hou... | metre | 10 | 154.15
0116 | Fitter (grade 1) | day | 0.33 | 738
0117 | Assistant Fitter or 2nd class Fitter | day | 0.66 | 679
0114 | Beldar | day | 0.66 | 558
Calculated W - SUM of the Amount column above
W as printed in the DAR |  |  |  |  | 3966.46
Difference (calculated - printed)
SAY (Rs.) - final DAR rate as printed (fixed value, not computed) |  |  |  |  | 478.6
18.2 | Providing and fixing Polyethelene-Aluminium- Polyethelene PE-AL-PE Composite Pressure Pipes conforming to IS - 15450, U.V. stabilized with carbon black having thermal stability for hot & cold water supply, capable to withstand temperature up to 80°C, including all special fittings of composite material (engineering plastic blend and brass inserts wherever required) e.g. elbows, tees, reducers, couplers & connectors etc., with clamps at 1.00 metre spacing. This includes the costs of cutting chases and including testing of joints complete as per direction of the engineer in charge. Concealed work, including cutting chases and making good the wall etc.
18.2.3 | 2025 (25 mm OD) pipe
Details of cost for 10 metre ¦ Source: CivilDAR_2019_Vol_2.pdf, page 492
Code | Description | Unit | Quantity | Rate (Rs.) | Amount (Rs.) | Note
8302 | 2025 mm PE-AL-PE Composit pressure pipe | metre | 10 | 110
| Add 75% for fittings, clamps and wastage etc. |  |  |  | 825 | Percentage add-on; amount as printed
18.78 | Rate as per item 18.78 - Making chases up to 7.5x7.5 cm in walls including making good and finishing with matching surface after hou... | metre | 10 | 154.15
0116 | Fitter (grade 1) | day | 0.33 | 738
0117 | Assistant Fitter or 2nd class Fitter | day | 0.66 | 679
0114 | Beldar | day | 0.66 | 558
Calculated W - SUM of the Amount column above
W as printed in the DAR |  |  |  |  | 4526.46
Difference (calculated - printed)
SAY (Rs.) - final DAR rate as printed (fixed value, not computed) |  |  |  |  | 553.5
18.2 | Providing and fixing Polyethelene-Aluminium- Polyethelene PE-AL-PE Composite Pressure Pipes conforming to IS - 15450, U.V. stabilized with carbon black having thermal stability for hot & cold water supply, capable to withstand temperature up to 80°C, including all special fittings of composite material (engineering plastic blend and brass inserts wherever required) e.g. elbows, tees, reducers, couplers & connectors etc., with clamps at 1.00 metre spacing. This includes the costs of cutting chases and including testing of joints complete as per direction of the engineer in charge. Concealed work, including cutting chases and making good the wall etc.
18.2.4 | 2532 (32 mm OD) pipe
Details of cost for 10 metre ¦ Source: CivilDAR_2019_Vol_2.pdf, page 493
Code | Description | Unit | Quantity | Rate (Rs.) | Amount (Rs.) | Note
8303 | 2532 mm PE-AL-PE Composit pressure pipe | metre | 10 | 157
| Add 75% for fittings, clamps and wastage etc. |  |  |  | 1177.5 | Percentage add-on; amount as printed
18.78 | Rate as per item 18.78 - Making chases up to 7.5x7.5 cm in walls including making good and finishing with matching surface after hou... | metre | 10 | 154.15
0116 | Fitter (grade 1) | day | 0.33 | 738
0117 | Assistant Fitter or 2nd class Fitter | day | 0.66 | 679
0114 | Beldar | day | 0.66 | 558
Calculated W - SUM of the Amount column above
W as printed in the DAR |  |  |  |  | 5348.96
Difference (calculated - printed)
SAY (Rs.) - final DAR rate as printed (fixed value, not computed) |  |  |  |  | 663.55
18.3 | Providing and fixing Polyethelene-Aluminium- Polyethelene PE-AL-PE Composite Pressure Pipes conforming to IS - 15450, U.V. stabilized with carbon black having thermal stability for hot & cold water supply, capable to withstand temperature up to 80°C, including all special fittings of composite material (engineering plastic blend and brass inserts wherever required) e.g. elbows, tees, reducers, couplers & connectors etc., with trenching, refilling and testing of joints complete as per direction of the engineer in charge. External work
18.3.1 | 1216 (16 mm OD) pipe
Details of cost for 10 metre ¦ Source: CivilDAR_2019_Vol_2.pdf, page 494
Code | Description | Unit | Quantity | Rate (Rs.) | Amount (Rs.) | Note
8300 | 1216 mm PE-AL-PE Composit pressure pipe | metre | 10 | 62
| Add 30% for fittings and wastage etc. |  |  |  | 186 | Percentage add-on; amount as printed
0116 | Fitter (grade 1) | day | 0.08 | 738
0114 | Beldar | day | 0.16 | 558
0114 | Beldar | day | 0.66 | 558
0115 | Coolie | day | 0.66 | 558
Calculated W - SUM of the Amount column above
W as printed in the DAR |  |  |  |  | 1690.88
Difference (calculated - printed)
SAY (Rs.) - final DAR rate as printed (fixed value, not computed) |  |  |  |  | 226.25
18.3 | Providing and fixing Polyethelene-Aluminium- Polyethelene PE-AL-PE Composite Pressure Pipes conforming to IS - 15450, U.V. stabilized with carbon black having thermal stability for hot & cold water supply, capable to withstand temperature up to 80°C, including all special fittings of composite material (engineering plastic blend and brass inserts wherever required) e.g. elbows, tees, reducers, couplers & connectors etc., with trenching, refilling and testing of joints complete as per direction of the engineer in charge. External work
18.3.2 | 1620 (20 mm OD ) pipe
Details of cost for 10 metre ¦ Source: CivilDAR_2019_Vol_2.pdf, page 494
Code | Description | Unit | Quantity | Rate (Rs.) | Amount (Rs.) | Note
8301 | 1620 mm PE-AL-PE Composit pressure pipe | metre | 10 | 78
| Add 30% for fittings and wastage etc. |  |  |  | 234 | Percentage add-on; amount as printed
0116 | Fitter (grade 1) | day | 0.08 | 738
0114 | Beldar | day | 0.16 | 558
0114 | Beldar | day | 0.66 | 558
0115 | Coolie | day | 0.66 | 558
Calculated W - SUM of the Amount column above
W as printed in the DAR |  |  |  |  | 1898.88
Difference (calculated - printed)
SAY (Rs.) - final DAR rate as printed (fixed value, not computed) |  |  |  |  | 254.05
18.3 | Providing and fixing Polyethelene-Aluminium- Polyethelene PE-AL-PE Composite Pressure Pipes conforming to IS - 15450, U.V. stabilized with carbon black having thermal stability for hot & cold water supply, capable to withstand temperature up to 80°C, including all special fittings of composite material (engineering plastic blend and brass inserts wherever required) e.g. elbows, tees, reducers, couplers & connectors etc., with trenching, refilling and testing of joints complete as per direction of the engineer in charge. External work
18.3.3 | 2025 (25 mm OD ) pipe
Details of cost for 10 metre ¦ Source: CivilDAR_2019_Vol_2.pdf, page 495
Code | Description | Unit | Quantity | Rate (Rs.) | Amount (Rs.) | Note
8302 | 2025 mm PE-AL-PE Composit pressure pipe | metre | 10 | 110
| Add 30% for fittings and wastage etc. |  |  |  | 330 | Percentage add-on; amount as printed
0116 | Fitter (grade 1) | day | 0.08 | 738
0114 | Beldar | day | 0.16 | 558
0114 | Beldar | day | 0.66 | 558
0115 | Coolie | day | 0.66 | 558
Calculated W - SUM of the Amount column above
W as printed in the DAR |  |  |  |  | 2314.88
Difference (calculated - printed)
SAY (Rs.) - final DAR rate as printed (fixed value, not computed) |  |  |  |  | 309.7
18.3 | Providing and fixing Polyethelene-Aluminium- Polyethelene PE-AL-PE Composite Pressure Pipes conforming to IS - 15450, U.V. stabilized with carbon black having thermal stability for hot & cold water supply, capable to withstand temperature up to 80°C, including all special fittings of composite material (engineering plastic blend and brass inserts wherever required) e.g. elbows, tees, reducers, couplers & connectors etc., with trenching, refilling and testing of joints complete as per direction of the engineer in charge. External work
18.3.4 | 2532 (32 mm OD ) pipe
Details of cost for 10 metre ¦ Source: CivilDAR_2019_Vol_2.pdf, page 495
Code | Description | Unit | Quantity | Rate (Rs.) | Amount (Rs.) | Note
8303 | 2532 mm PE-AL-PE Composit pressure pipe | metre | 10 | 157
| Add 30% for fittings and wastage etc. |  |  |  | 471 | Percentage add-on; amount as printed
0116 | Fitter (grade 1) | day | 0.08 | 738
0114 | Beldar | day | 0.16 | 558
0114 | Beldar | day | 0.66 | 558
0115 | Coolie | day | 0.66 | 558
Calculated W - SUM of the Amount column above
W as printed in the DAR |  |  |  |  | 2925.88
Difference (calculated - printed)
SAY (Rs.) - final DAR rate as printed (fixed value, not computed) |  |  |  |  | 391.45
18.3 | Providing and fixing Polyethelene-Aluminium- Polyethelene PE-AL-PE Composite Pressure Pipes conforming to IS - 15450, U.V. stabilized with carbon black having thermal stability for hot & cold water supply, capable to withstand temperature up to 80°C, including all special fittings of composite material (engineering plastic blend and brass inserts wherever required) e.g. elbows, tees, reducers, couplers & connectors etc., with trenching, refilling and testing of joints complete as per direction of the engineer in charge. External work
18.3.5 | 3240 (40 mm OD ) pipe
Details of cost for 10 metre ¦ Source: CivilDAR_2019_Vol_2.pdf, page 496
Code | Description | Unit | Quantity | Rate (Rs.) | Amount (Rs.) | Note
8304 | 3240 mm PE-AL-PE Composit pressure pipe | metre | 10 | 235
| Add 30% for fittings and wastage etc. |  |  |  | 705 | Percentage add-on; amount as printed
0116 | Fitter (grade 1) | day | 0.16 | 738
0114 | Beldar | day | 0.33 | 558
0114 | Beldar | day | 0.66 | 558
0115 | Coolie | day | 0.66 | 558
Calculated W - SUM of the Amount column above
W as printed in the DAR |  |  |  |  | 4093.78
Difference (calculated - printed)
SAY (Rs.) - final DAR rate as printed (fixed value, not computed) |  |  |  |  | 547.7
18.3 | Providing and fixing Polyethelene-Aluminium- Polyethelene PE-AL-PE Composite Pressure Pipes conforming to IS - 15450, U.V. stabilized with carbon black having thermal stability for hot & cold water supply, capable to withstand temperature up to 80°C, including all special fittings of composite material (engineering plastic blend and brass inserts wherever required) e.g. elbows, tees, reducers, couplers & connectors etc., with trenching, refilling and testing of joints complete as per direction of the engineer in charge. External work
18.3.6 | 4050 (50 mm OD ) pipe
Details of cost for 10 metre ¦ Source: CivilDAR_2019_Vol_2.pdf, page 497
Code | Description | Unit | Quantity | Rate (Rs.) | Amount (Rs.) | Note
8305 | 4050 mm PE-AL-PE Composit pressure pipe | metre | 10 | 330
| Add 30% for fittings and wastage etc. |  |  |  | 990 | Percentage add-on; amount as printed
0116 | Fitter (grade 1) | day | 0.16 | 738
0114 | Beldar | day | 0.33 | 558
0114 | Beldar | day | 0.66 | 558
0115 | Coolie | day | 0.66 | 558
Calculated W - SUM of the Amount column above
W as printed in the DAR |  |  |  |  | 5328.78
Difference (calculated - printed)
SAY (Rs.) - final DAR rate as printed (fixed value, not computed) |  |  |  |  | 712.95
18.4 | Providing and fixing 3 layer PP-R (Poly propylene Random copolymer) pipes confirming to IS 15801, UV stabilized & anti - microbial fusion welded, having thermal stability for hot & cold water supply, including all PP - R plain & brass threaded polypropylene random fittings, i/c fixing the pipe with clamps at 1.00 m spacing. This includes testing of joints complete as per direction of Engineer- in-Charge. Internal Exposed on walls
18.4.1 | PN - 16 Pipe, 20mm OD (SDR-7.4)
Details of cost for 10 metre ¦ Source: CivilDAR_2019_Vol_2.pdf, page 497
Code | Description | Unit | Quantity | Rate (Rs.) | Amount (Rs.) | Note
8626 | Poly propylene- Random - Co - Polymer (PPR) pipes PN-16 (SDR 7.4) - 20 mm Outer dia | metre | 10 | 43.27
| Add 30% for fittings, clamps and wastage etc. |  |  |  | 129.81 | Percentage add-on; amount as printed
9999 | Cement, Sand and grit | L.S. | 2.73 | 2
0116 | Fitter (grade 1) | day | 0.33 | 738
0117 | Assistant Fitter or 2nd class Fitter | day | 0.82 | 679
0114 | Beldar | day | 0.66 | 558
Calculated W - SUM of the Amount column above
W as printed in the DAR |  |  |  |  | 1736.57
Difference (calculated - printed)
SAY (Rs.) - final DAR rate as printed (fixed value, not computed) |  |  |  |  | 232.35
18.4 | Providing and fixing 3 layer PP-R (Poly propylene Random copolymer) pipes confirming to IS 15801, UV stabilized & anti - microbial fusion welded, having thermal stability for hot & cold water supply, including all PP - R plain & brass threaded polypropylene random fittings, i/c fixing the pipe with clamps at 1.00 m spacing. This includes testing of joints complete as per direction of Engineer- in-Charge. Internal Exposed on walls
18.4.2 | PN - 16 Pipe, 25mm OD (SDR-7.4)
Details of cost for 10 metre ¦ Source: CivilDAR_2019_Vol_2.pdf, page 498
Code | Description | Unit | Quantity | Rate (Rs.) | Amount (Rs.) | Note
8627 | Poly propylene- Random - Co - Polymer (PPR) pipes PN-16 (SDR 7.4) - 25 mm Outer dia | metre | 10 | 66.8
| Add 30% for fittings, clamps and wastage etc. |  |  |  | 200.4 | Percentage add-on; amount as printed
9999 | Cement,Sand and grit | L.S. | 2.73 | 2
0116 | Fitter (grade 1) | day | 0.33 | 738
0117 | Assistant Fitter or 2nd class Fitter | day | 0.98 | 679
0114 | Beldar | day | 0.66 | 558
Calculated W - SUM of the Amount column above
W as printed in the DAR |  |  |  |  | 2151.1
Difference (calculated - printed)
SAY (Rs.) - final DAR rate as printed (fixed value, not computed) |  |  |  |  | 287.8
18.4 | Providing and fixing 3 layer PP-R (Poly propylene Random copolymer) pipes confirming to IS 15801, UV stabilized & anti - microbial fusion welded, having thermal stability for hot & cold water supply, including all PP - R plain & brass threaded polypropylene random fittings, i/c fixing the pipe with clamps at 1.00 m spacing. This includes testing of joints complete as per direction of Engineer- in-Charge. Internal Exposed on walls
18.4.3 | PN - 16 Pipe, 32mm OD (SDR-7.4)
Details of cost for 10 metre ¦ Source: CivilDAR_2019_Vol_2.pdf, page 498
Code | Description | Unit | Quantity | Rate (Rs.) | Amount (Rs.) | Note
8628 | Poly propylene- Random - Co - Polymer (PPR) pipes PN-16 (SDR 7.4) - 32 mm Outer dia | metre | 10 | 107.47
| Add 20% for fittings, clamps and wastage etc. |  |  |  | 214.94 | Percentage add-on; amount as printed
9999 | Cement, Sand and grit | L.S. | 4.16 | 2
0116 | Fitter (grade 1) | day | 0.33 | 738
0117 | Assistant Fitter or 2nd class Fitter | day | 0.98 | 679
0114 | Beldar | day | 0.66 | 558
Calculated W - SUM of the Amount column above
W as printed in the DAR |  |  |  |  | 2575.2
Difference (calculated - printed)
SAY (Rs.) - final DAR rate as printed (fixed value, not computed) |  |  |  |  | 344.55
18.4 | Providing and fixing 3 layer PP-R (Poly propylene Random copolymer) pipes confirming to IS 15801, UV stabilized & anti - microbial fusion welded, having thermal stability for hot & cold water supply, including all PP - R plain & brass threaded polypropylene random fittings, i/c fixing the pipe with clamps at 1.00 m spacing. This includes testing of joints complete as per direction of Engineer- in-Charge. Internal Exposed on walls
18.4.4 | PN - 16 Pipe, 40mm OD (SDR-7.4)
Details of cost for 10 metre ¦ Source: CivilDAR_2019_Vol_2.pdf, page 499
Code | Description | Unit | Quantity | Rate (Rs.) | Amount (Rs.) | Note
8629 | Poly propylene- Random - Co - Polymer (PPR) pipes PN-16 (SDR 7.4) - 40 mm Outer dia | metre | 10 | 161.07
| Add 15% for fittings, clamps and wastage etc. |  |  |  | 241.61 | Percentage add-on; amount as printed
9999 | Cement, Sand and grit | L.S. | 5.33 | 2
0116 | Fitter (grade 1) | day | 0.33 | 738
0117 | Assistant Fitter or 2nd class Fitter | day | 1.31 | 679
0114 | Beldar | day | 1.31 | 558
Calculated W - SUM of the Amount column above
W as printed in the DAR |  |  |  |  | 3726.98
Difference (calculated - printed)
SAY (Rs.) - final DAR rate as printed (fixed value, not computed) |  |  |  |  | 498.65
18.4 | Providing and fixing 3 layer PP-R (Poly propylene Random copolymer) pipes confirming to IS 15801, UV stabilized & anti - microbial fusion welded, having thermal stability for hot & cold water supply, including all PP - R plain & brass threaded polypropylene random fittings, i/c fixing the pipe with clamps at 1.00 m spacing. This includes testing of joints complete as per direction of Engineer- in-Charge. Internal Exposed on walls
18.4.5 | PN - 10 Pipe, 50mm OD (SDR-11)
Details of cost for 10 metre ¦ Source: CivilDAR_2019_Vol_2.pdf, page 499
Code | Description | Unit | Quantity | Rate (Rs.) | Amount (Rs.) | Note
8630 | Poly propylene- Random - Co - Polymer (PPR) pipes PN-10 (SDR 11) - 50 mm Outer dia | metre | 10 | 252.22
| Add 15% for fittings, clamps and wastage etc. |  |  |  | 378.33 | Percentage add-on; amount as printed
9999 | Cement, Sand and grit | L.S. | 5.33 | 2
0116 | Fitter (grade 1) | day | 0.33 | 738
0117 | Assistant Fitter or 2nd class Fitter | day | 1.31 | 679
0114 | Beldar | day | 1.31 | 558
Calculated W - SUM of the Amount column above
W as printed in the DAR |  |  |  |  | 4775.2
Difference (calculated - printed)
SAY (Rs.) - final DAR rate as printed (fixed value, not computed) |  |  |  |  | 638.9
18.5 | Providing and fixing 3 layer PP-R (Poly propylene Random copolymer) pipes confirming to IS:15801, UV stabilized & anti - microbial fusion welded, having thermal stability for hot & cold water supply, including all PP - R plain & brass threaded polypropylene random fittings, i/c fixing the pipe with clamps at 1.00 m spacing. This includes the cost of cutting chases and making good the same including testing of joints complete as per direction of Engineer-in-Charge. Concealed work,including cutting chases and making good the wall etc.
18.5.1 | PN - 16 Pipe, 20mm OD (SDR-7.4)
Details of cost for 10 metre ¦ Source: CivilDAR_2019_Vol_2.pdf, page 500
Code | Description | Unit | Quantity | Rate (Rs.) | Amount (Rs.) | Note
8626 | Poly propylene- Random - Co - Polymer (PPR) pipes PN-16 (SDR 7.4) - 20 mm Outer dia | metre | 10 | 43.27
| Add 75% for fittings, clamps and wastage etc. |  |  |  | 324.53 | Percentage add-on; amount as printed
18.78 | Rate as per item 18.78 - Making chases up to 7.5x7.5 cm in walls including making good and finishing with matching surface after hou... | metre | 10 | 154.15
0116 | Fitter (grade 1) | day | 0.33 | 738
0117 | Assistant Fitter or 2nd class Fitter | day | 0.66 | 679
0114 | Beldar | day | 0.66 | 558
Calculated W - SUM of the Amount column above
W as printed in the DAR |  |  |  |  | 3358.69
Difference (calculated - printed)
SAY (Rs.) - final DAR rate as printed (fixed value, not computed) |  |  |  |  | 394.85
18.5 | Providing and fixing 3 layer PP-R (Poly propylene Random copolymer) pipes confirming to IS:15801, UV stabilized & anti - microbial fusion welded, having thermal stability for hot & cold water supply, including all PP - R plain & brass threaded polypropylene random fittings, i/c fixing the pipe with clamps at 1.00 m spacing. This includes the cost of cutting chases and making good the same including testing of joints complete as per direction of Engineer-in-Charge. Concealed work,including cutting chases and making good the wall etc.
18.5.2 | PN - 16 Pipe, 25mm OD (SDR-7.4)
Details of cost for 10 metre ¦ Source: CivilDAR_2019_Vol_2.pdf, page 501
Code | Description | Unit | Quantity | Rate (Rs.) | Amount (Rs.) | Note
8627 | Poly propylene- Random - Co - Polymer (PPR) pipes PN-16 (SDR 7.4) - 25 mm Outer dia | metre | 10 | 66.8
| Add 75% for fittings, clamps and wastage etc. |  |  |  | 501 | Percentage add-on; amount as printed
18.78 | Rate as per item 18.78 - Making chases up to 7.5x7.5 cm in walls including making good and finishing with matching surface after hou... | metre | 10 | 154.15
0116 | Fitter (grade 1) | day | 0.33 | 738
0117 | Assistant Fitter or 2nd class Fitter | day | 0.66 | 679
0114 | Beldar | day | 0.66 | 558
Calculated W - SUM of the Amount column above
W as printed in the DAR |  |  |  |  | 3770.46
Difference (calculated - printed)
SAY (Rs.) - final DAR rate as printed (fixed value, not computed) |  |  |  |  | 452.35
18.5 | Providing and fixing 3 layer PP-R (Poly propylene Random copolymer) pipes confirming to IS:15801, UV stabilized & anti - microbial fusion welded, having thermal stability for hot & cold water supply, including all PP - R plain & brass threaded polypropylene random fittings, i/c fixing the pipe with clamps at 1.00 m spacing. This includes the cost of cutting chases and making good the same including testing of joints complete as per direction of Engineer-in-Charge. Concealed work,including cutting chases and making good the wall etc.
18.5.3 | PN - 16 Pipe, 32mm OD (SDR-7.4)
Details of cost for 10 metre ¦ Source: CivilDAR_2019_Vol_2.pdf, page 501
Code | Description | Unit | Quantity | Rate (Rs.) | Amount (Rs.) | Note
8628 | Poly propylene- Random - Co - Polymer (PPR) pipes PN-16 (SDR 7.4) - 32 mm Outer dia | metre | 10 | 107.47
| Add 50% for fittings, clamps and wastage etc. |  |  |  | 537.35 | Percentage add-on; amount as printed
18.78 | Rate as per item 18.78 - Making chases up to 7.5x7.5 cm in walls including making good and finishing with matching surface after hou... | metre | 10 | 154.15
0116 | Fitter (grade 1) | day | 0.33 | 738
0117 | Assistant Fitter or 2nd class Fitter | day | 0.66 | 679
0114 | Beldar | day | 0.66 | 558
Calculated W - SUM of the Amount column above
W as printed in the DAR |  |  |  |  | 4213.51
Difference (calculated - printed)
SAY (Rs.) - final DAR rate as printed (fixed value, not computed) |  |  |  |  | 511.65
18.6 | Providing and fixing 3 layer PP-R (Poly propylene Random copolymer) pipes confirming to IS:15801 UV stabilized & anti - microbial fusion welded, having thermal stability for hot & cold water supply, including all PP - R plain & brass threaded polypropylene random fittings, including trenching, refilling & testing of joints complete as per direction of Engineer-in-Charge. External work
18.6.1 | PN - 16 Pipe, 20mm OD (SDR-7.4)
Details of cost for 10 metre ¦ Source: CivilDAR_2019_Vol_2.pdf, page 502
Code | Description | Unit | Quantity | Rate (Rs.) | Amount (Rs.) | Note
8626 | Poly propylene- Random - Co - Polymer (PPR) pipes PN-16 (SDR 7.4) - 20 mm Outer dia | metre | 10 | 43.27
| Add 20% for fittings and wastage etc. |  |  |  | 86.54 | Percentage add-on; amount as printed
0116 | Fitter (grade 1) | day | 0.08 | 738
0114 | Beldar | day | 0.16 | 558
0114 | Beldar | day | 0.66 | 558
0115 | Coolie | day | 0.66 | 558
Calculated W - SUM of the Amount column above
W as printed in the DAR |  |  |  |  | 1404.12
Difference (calculated - printed)
SAY (Rs.) - final DAR rate as printed (fixed value, not computed) |  |  |  |  | 187.85
18.6 | Providing and fixing 3 layer PP-R (Poly propylene Random copolymer) pipes confirming to IS:15801 UV stabilized & anti - microbial fusion welded, having thermal stability for hot & cold water supply, including all PP - R plain & brass threaded polypropylene random fittings, including trenching, refilling & testing of joints complete as per direction of Engineer-in-Charge. External work
18.6.2 | PN - 16 Pipe, 25 mm OD (SDR-7.4)
Details of cost for 10 metre ¦ Source: CivilDAR_2019_Vol_2.pdf, page 503
Code | Description | Unit | Quantity | Rate (Rs.) | Amount (Rs.) | Note
8627 | Poly propylene- Random - Co - Polymer (PPR) pipes PN-16 (SDR 7.4) - 25 mm Outer dia | metre | 10 | 66.8
| Add 20% for fittings and wastage etc. |  |  |  | 133.6 | Percentage add-on; amount as printed
0116 | Fitter (grade 1) | day | 0.12 | 738
0114 | Beldar | day | 0.25 | 558
0114 | Beldar | day | 0.66 | 558
0115 | Coolie | day | 0.66 | 558
Calculated W - SUM of the Amount column above
W as printed in the DAR |  |  |  |  | 1766.22
Difference (calculated - printed)
SAY (Rs.) - final DAR rate as printed (fixed value, not computed) |  |  |  |  | 236.3
18.6 | Providing and fixing 3 layer PP-R (Poly propylene Random copolymer) pipes confirming to IS:15801 UV stabilized & anti - microbial fusion welded, having thermal stability for hot & cold water supply, including all PP - R plain & brass threaded polypropylene random fittings, including trenching, refilling & testing of joints complete as per direction of Engineer-in-Charge. External work
18.6.3 | PN - 16 Pipe, 32 mm OD (SDR-7.4)
Details of cost for 10 metre ¦ Source: CivilDAR_2019_Vol_2.pdf, page 503
Code | Description | Unit | Quantity | Rate (Rs.) | Amount (Rs.) | Note
8628 | Poly propylene- Random - Co - Polymer (PPR) pipes PN-16 (SDR 7.4) - 32 mm Outer dia | metre | 10 | 107.47
| Add 20% for fittings and wastage etc. |  |  |  | 214.94 | Percentage add-on; amount as printed
0116 | Fitter (grade 1) | day | 0.12 | 738
0114 | Beldar | day | 0.25 | 558
0114 | Beldar | day | 0.66 | 558
0115 | Coolie | day | 0.66 | 558
Calculated W - SUM of the Amount column above
W as printed in the DAR |  |  |  |  | 2254.26
Difference (calculated - printed)
SAY (Rs.) - final DAR rate as printed (fixed value, not computed) |  |  |  |  | 301.6
18.6 | Providing and fixing 3 layer PP-R (Poly propylene Random copolymer) pipes confirming to IS:15801 UV stabilized & anti - microbial fusion welded, having thermal stability for hot & cold water supply, including all PP - R plain & brass threaded polypropylene random fittings, including trenching, refilling & testing of joints complete as per direction of Engineer-in-Charge. External work
18.6.4 | PN - 16 Pipe, 40 mm OD (SDR-7.4)
Details of cost for 10 metre ¦ Source: CivilDAR_2019_Vol_2.pdf, page 504
Code | Description | Unit | Quantity | Rate (Rs.) | Amount (Rs.) | Note
8629 | Poly propylene- Random - Co - Polymer (PPR) pipes PN-16 (SDR 7.4) - 40 mm Outer dia | metre | 10 | 161.07
| Add 20% for fittings and wastage etc. |  |  |  | 322.14 | Percentage add-on; amount as printed
0116 | Fitter (grade 1) | day | 0.16 | 738
0114 | Beldar | day | 0.33 | 558
0114 | Beldar | day | 0.66 | 558
0115 | Coolie | day | 0.66 | 558
Calculated W - SUM of the Amount column above
W as printed in the DAR |  |  |  |  | 2971.62
Difference (calculated - printed)
SAY (Rs.) - final DAR rate as printed (fixed value, not computed) |  |  |  |  | 397.6
18.6 | Providing and fixing 3 layer PP-R (Poly propylene Random copolymer) pipes confirming to IS:15801 UV stabilized & anti - microbial fusion welded, having thermal stability for hot & cold water supply, including all PP - R plain & brass threaded polypropylene random fittings, including trenching, refilling & testing of joints complete as per direction of Engineer-in-Charge. External work
18.6.5 | PN - 10 Pipe, 50 mm OD (SDR-11)
Details of cost for 10 metre ¦ Source: CivilDAR_2019_Vol_2.pdf, page 504
Code | Description | Unit | Quantity | Rate (Rs.) | Amount (Rs.) | Note
8630 | Poly propylene- Random - Co - Polymer (PPR) pipes PN-10 (SDR 11) - 50 mm Outer dia | metre | 10 | 252.22
| Add 20% for fittings and wastage etc. |  |  |  | 504.44 | Percentage add-on; amount as printed
0116 | Fitter (grade 1) | day | 0.16 | 738
0114 | Beldar | day | 0.33 | 558
0114 | Beldar | day | 0.66 | 558
0115 | Coolie | day | 0.66 | 558
Calculated W - SUM of the Amount column above
W as printed in the DAR |  |  |  |  | 4065.42
Difference (calculated - printed)
SAY (Rs.) - final DAR rate as printed (fixed value, not computed) |  |  |  |  | 543.95
18.6 | Providing and fixing 3 layer PP-R (Poly propylene Random copolymer) pipes confirming to IS:15801 UV stabilized & anti - microbial fusion welded, having thermal stability for hot & cold water supply, including all PP - R plain & brass threaded polypropylene random fittings, including trenching, refilling & testing of joints complete as per direction of Engineer-in-Charge. External work
18.6.6 | PN - 10 Pipe, 63 mm OD (SDR-11)
Details of cost for 10 metre ¦ Source: CivilDAR_2019_Vol_2.pdf, page 505
Code | Description | Unit | Quantity | Rate (Rs.) | Amount (Rs.) | Note
8631 | Poly propylene- Random - Co - Polymer (PPR) pipes PN-10 (SDR 11) - 63 mm Outer dia | metre | 10 | 281.73
| Add 20% for fittings and wastage etc. |  |  |  | 563.46 | Percentage add-on; amount as printed
0116 | Fitter (grade 1) | day | 0.25 | 738
0114 | Beldar | day | 0.66 | 558
0114 | Beldar | day | 0.66 | 558
0115 | coolie | day | 0.66 | 558
Calculated W - SUM of the Amount column above
W as printed in the DAR |  |  |  |  | 4670.1
Difference (calculated - printed)
SAY (Rs.) - final DAR rate as printed (fixed value, not computed) |  |  |  |  | 624.85
18.6 | Providing and fixing 3 layer PP-R (Poly propylene Random copolymer) pipes confirming to IS:15801 UV stabilized & anti - microbial fusion welded, having thermal stability for hot & cold water supply, including all PP - R plain & brass threaded polypropylene random fittings, including trenching, refilling & testing of joints complete as per direction of Engineer-in-Charge. External work
18.6.7 | PN - 10 Pipe, 75 mm OD (SDR-11)
Details of cost for 10 metre ¦ Source: CivilDAR_2019_Vol_2.pdf, page 505
Code | Description | Unit | Quantity | Rate (Rs.) | Amount (Rs.) | Note
8632 | Poly propylene- Random - Co - Polymer (PPR) pipes PN-10 (SDR 11) - 75 mm Outer dia | metre | 10 | 418.18
| Add 20% for fittings and wastage etc. |  |  |  | 836.36 | Percentage add-on; amount as printed
0116 | Fitter (grade 1) | day | 0.25 | 738
0114 | Beldar | day | 0.66 | 558
0114 | Beldar | day | 0.66 | 558
0115 | Coolie | day | 0.66 | 558
Calculated W - SUM of the Amount column above
W as printed in the DAR |  |  |  |  | 6307.5
Difference (calculated - printed)
SAY (Rs.) - final DAR rate as printed (fixed value, not computed) |  |  |  |  | 843.9
18.6 | Providing and fixing 3 layer PP-R (Poly propylene Random copolymer) pipes confirming to IS:15801 UV stabilized & anti - microbial fusion welded, having thermal stability for hot & cold water supply, including all PP - R plain & brass threaded polypropylene random fittings, including trenching, refilling & testing of joints complete as per direction of Engineer-in-Charge. External work
18.6.8 | PN - 10 Pipe, 90 mm OD (SDR-11)
Details of cost for 10 metre ¦ Source: CivilDAR_2019_Vol_2.pdf, page 506
Code | Description | Unit | Quantity | Rate (Rs.) | Amount (Rs.) | Note
8633 | Poly propylene- Random - Co - Polymer (PPR) pipes PN-10 (SDR 11) - 90 mm Outer dia | metre | 10 | 597.63
| Add 20% for fittings and wastage etc. |  |  |  | 1195.26 | Percentage add-on; amount as printed
0116 | Fitter (grade 1) | day | 0.37 | 738
0114 | Beldar | day | 0.97 | 558
0114 | Beldar | day | 0.8 | 558
0115 | Beldar | day | 0.8 | 558
Calculated W - SUM of the Amount column above
W as printed in the DAR |  |  |  |  | 8878.68
Difference (calculated - printed)
SAY (Rs.) - final DAR rate as printed (fixed value, not computed) |  |  |  |  | 1187.9
18.6 | Providing and fixing 3 layer PP-R (Poly propylene Random copolymer) pipes confirming to IS:15801 UV stabilized & anti - microbial fusion welded, having thermal stability for hot & cold water supply, including all PP - R plain & brass threaded polypropylene random fittings, including trenching, refilling & testing of joints complete as per direction of Engineer-in-Charge. External work
18.6.9 | PN - 10 Pipe, 110 mm OD (SDR-11)
Details of cost for 10 metre ¦ Source: CivilDAR_2019_Vol_2.pdf, page 506
Code | Description | Unit | Quantity | Rate (Rs.) | Amount (Rs.) | Note
8634 | Poly propylene- Random - Co - Polymer (PPR) pipes PN-10 (SDR 11) - 110 mm Outer dia | metre | 10 | 885.83
| Add 20% for fittings and wastage etc. |  |  |  | 1771.66 | Percentage add-on; amount as printed
0116 | Fitter (grade 1) | day | 0.37 | 738
0114 | Beldar | day | 0.97 | 558
0114 | Beldar | day | 0.8 | 558
0115 | Coolie | day | 0.8 | 558
Calculated W - SUM of the Amount column above
W as printed in the DAR |  |  |  |  | 12337.08
Difference (calculated - printed)
SAY (Rs.) - final DAR rate as printed (fixed value, not computed) |  |  |  |  | 1650.6
18.6 | Providing and fixing 3 layer PP-R (Poly propylene Random copolymer) pipes confirming to IS:15801 UV stabilized & anti - microbial fusion welded, having thermal stability for hot & cold water supply, including all PP - R plain & brass threaded polypropylene random fittings, including trenching, refilling & testing of joints complete as per direction of Engineer-in-Charge. External work
18.6.10 | PN - 10 Pipe, 160 mm OD (SDR-11)
Details of cost for 10 metre ¦ Source: CivilDAR_2019_Vol_2.pdf, page 507
Code | Description | Unit | Quantity | Rate (Rs.) | Amount (Rs.) | Note
8635 | Poly propylene- Random - Co - Polymer (PPR) pipes PN-10 (SDR 11) - 160 mm Outer dia | metre | 10 | 2557.3
| Add 20% for fittings and wastage etc. |  |  |  | 5114.6 | Percentage add-on; amount as printed
0116 | Fitter (grade 1) | day | 0.58 | 738
0114 | Beldar | day | 1.54 | 558
0114 | Beldar | day | 1.2 | 558
0115 | Coolie | day | 1.2 | 558
Calculated W - SUM of the Amount column above
W as printed in the DAR |  |  |  |  | 33314.16
Difference (calculated - printed)
SAY (Rs.) - final DAR rate as printed (fixed value, not computed) |  |  |  |  | 4457.25
18.6A | Providing and fixing PPR Unions
18.6A.1 | PPR Union 20mm
Details of cost for 1 no ¦ Source: CivilDAR_2019_Vol_2.pdf, page 507
Code | Description | Unit | Quantity | Rate (Rs.) | Amount (Rs.) | Note
8306 | PPR Union 20mm | each | 1 | 48
9999 | Carriage of materials and sundries | L.S. | 1.82 | 2
0116 | Fitter (grade 1) | day | 0.11 | 738
0114 | Beldar | day | 0.11 | 558
Calculated W - SUM of the Amount column above
W as printed in the DAR |  |  |  |  | 194.2
Difference (calculated - printed)
SAY (Rs.) - final DAR rate as printed (fixed value, not computed) |  |  |  |  | 259.85
18.6A | Providing and fixing PPR Unions
18.6A.2 | PPR Union 25mm
Details of cost for 1 no ¦ Source: CivilDAR_2019_Vol_2.pdf, page 508
Code | Description | Unit | Quantity | Rate (Rs.) | Amount (Rs.) | Note
8307 | PPR Union 25mm | each | 1 | 97
9999 | Carriage of materials and sundries | L.S. | 1.82 | 2
0116 | Fitter (grade 1) | day | 0.11 | 738
0114 | Beldar | day | 0.11 | 558
Calculated W - SUM of the Amount column above
W as printed in the DAR |  |  |  |  | 243.2
Difference (calculated - printed)
SAY (Rs.) - final DAR rate as printed (fixed value, not computed) |  |  |  |  | 325.4
18.6A | Providing and fixing PPR Unions
18.6A.3 | PPR Union 32mm
Details of cost for 1 no ¦ Source: CivilDAR_2019_Vol_2.pdf, page 508
Code | Description | Unit | Quantity | Rate (Rs.) | Amount (Rs.) | Note
8308 | PPR Union 32mm | each | 1 | 137.2
9999 | Carriage of materials and sundries | L.S. | 1.82 | 2
0116 | Fitter (grade 1) | day | 0.11 | 738
0114 | Beldar | day | 0.11 | 558
Calculated W - SUM of the Amount column above
W as printed in the DAR |  |  |  |  | 283.4
Difference (calculated - printed)
SAY (Rs.) - final DAR rate as printed (fixed value, not computed) |  |  |  |  | 379.15
18.6A | Providing and fixing PPR Unions
18.6A.4 | PPR Union 40mm
Details of cost for 1 no ¦ Source: CivilDAR_2019_Vol_2.pdf, page 508
Code | Description | Unit | Quantity | Rate (Rs.) | Amount (Rs.) | Note
8309 | PPR Union 40mm | each | 1 | 184.8
9999 | Carriage of materials and sundries | L.S. | 1.82 | 2
0116 | Fitter (grade 1) | day | 0.11 | 738
0114 | Beldar | day | 0.11 | 558
Calculated W - SUM of the Amount column above
W as printed in the DAR |  |  |  |  | 331
Difference (calculated - printed)
SAY (Rs.) - final DAR rate as printed (fixed value, not computed) |  |  |  |  | 442.85
18.6A | Providing and fixing PPR Unions
18.6A.5 | PPR Union 50mm
Details of cost for 1 no ¦ Source: CivilDAR_2019_Vol_2.pdf, page 509
Code | Description | Unit | Quantity | Rate (Rs.) | Amount (Rs.) | Note
8310 | PPR Union 50mm | each | 1 | 352.8
9999 | Carriage of materials and sundries | L.S. | 1.82 | 2
0116 | Fitter (grade 1) | day | 0.11 | 738
0114 | Beldar | day | 0.11 | 558
Calculated W - SUM of the Amount column above
W as printed in the DAR |  |  |  |  | 499
Difference (calculated - printed)
SAY (Rs.) - final DAR rate as printed (fixed value, not computed) |  |  |  |  | 667.65
18.6A | Providing and fixing PPR Unions
18.6A.6 | PPR Union 63mm
Details of cost for 1 no ¦ Source: CivilDAR_2019_Vol_2.pdf, page 509
Code | Description | Unit | Quantity | Rate (Rs.) | Amount (Rs.) | Note
8311 | PPR Union 63mm | each | 1 | 483.6
9999 | Carriage of materials and sundries | L.S. | 1.82 | 2
0116 | Fitter (grade 1) | day | 0.11 | 738
0114 | Beldar | day | 0.11 | 558
Calculated W - SUM of the Amount column above
W as printed in the DAR |  |  |  |  | 629.8
Difference (calculated - printed)
SAY (Rs.) - final DAR rate as printed (fixed value, not computed) |  |  |  |  | 842.65
18.6A | Providing and fixing PPR Unions
18.6A.7 | PPR Union 75mm
Details of cost for 1 no ¦ Source: CivilDAR_2019_Vol_2.pdf, page 510
Code | Description | Unit | Quantity | Rate (Rs.) | Amount (Rs.) | Note
8312 | PPR Union 75mm | each | 1 | 933
9999 | Carriage of materials and sundries | L.S. | 1.82 | 2
0116 | Fitter (grade 1) | day | 0.11 | 738
0114 | Beldar | day | 0.11 | 558
Calculated W - SUM of the Amount column above
W as printed in the DAR |  |  |  |  | 1079.2
Difference (calculated - printed)
SAY (Rs.) - final DAR rate as printed (fixed value, not computed) |  |  |  |  | 1443.9
18.7 | Providing and fixing Chlorinated Polyvinyl Chloride (CPVC) pipes, having thermal stability for hot & cold water supply, including all CPVC plain & brass threaded fittings, including fixing the pipe with clamps at 1.00 m spacing. This includes jointing of pipes & fittings with one step CPVC solvent cement and testing of joints complete as per direction of Engineer in Charge. Internal work - Exposed on wall
18.7.1 | 15 mm nominal outer dia Pipes
Details of cost for 10 metre ¦ Source: CivilDAR_2019_Vol_2.pdf, page 510
Code | Description | Unit | Quantity | Rate (Rs.) | Amount (Rs.) | Note
8636 | Chlorinated Polyvinyl - chloride (CPVC) pipe 15 mm outer dia. | metre | 10 | 48.55
| Add 30% for fittings and wastage etc. |  |  |  | 145.65 | Percentage add-on; amount as printed
9999 | Cement, sand and grit etc. | L.S. | 2.73 | 2
0116 | Fitter (grade 1) | day | 0.33 | 738
0117 | Assistant Fitter or 2nd class Fitter | day | 0.82 | 679
0114 | Beldar | day | 0.66 | 558
Calculated W - SUM of the Amount column above
W as printed in the DAR |  |  |  |  | 1805.21
Difference (calculated - printed)
SAY (Rs.) - final DAR rate as printed (fixed value, not computed) |  |  |  |  | 241.55
18.7 | Providing and fixing Chlorinated Polyvinyl Chloride (CPVC) pipes, having thermal stability for hot & cold water supply, including all CPVC plain & brass threaded fittings, including fixing the pipe with clamps at 1.00 m spacing. This includes jointing of pipes & fittings with one step CPVC solvent cement and testing of joints complete as per direction of Engineer in Charge. Internal work - Exposed on wall
18.7.2 | 20 mm nominal outer dia Pipes
Details of cost for 10 metre ¦ Source: CivilDAR_2019_Vol_2.pdf, page 511
Code | Description | Unit | Quantity | Rate (Rs.) | Amount (Rs.) | Note
8637 | Chlorinated Polyvinyl - chloride (CPVC) pipe 20 mm outer dia. | metre | 10 | 77.8
| Add 30% for fittings and wastage etc. |  |  |  | 233.4 | Percentage add-on; amount as printed
9999 | Cement, sand and grit etc. | L.S. | 2.73 | 2
0116 | Fitter (grade 1) | day | 0.33 | 738
0117 | Assistant Fitter or 2nd class Fitter | day | 0.98 | 679
0114 | Beldar | day | 0.66 | 558
Calculated W - SUM of the Amount column above
W as printed in the DAR |  |  |  |  | 2294.1
Difference (calculated - printed)
SAY (Rs.) - final DAR rate as printed (fixed value, not computed) |  |  |  |  | 306.95
18.7 | Providing and fixing Chlorinated Polyvinyl Chloride (CPVC) pipes, having thermal stability for hot & cold water supply, including all CPVC plain & brass threaded fittings, including fixing the pipe with clamps at 1.00 m spacing. This includes jointing of pipes & fittings with one step CPVC solvent cement and testing of joints complete as per direction of Engineer in Charge. Internal work - Exposed on wall
18.7.3 | 25 mm nominal outer dia Pipes
Details of cost for 10 metre ¦ Source: CivilDAR_2019_Vol_2.pdf, page 511
Code | Description | Unit | Quantity | Rate (Rs.) | Amount (Rs.) | Note
8638 | Chlorinated Polyvinyl - chloride (CPVC) pipe 25 mm outer dia. | metre | 10 | 113.6
| Add 30% for fittings and wastage etc. |  |  |  | 340.8 | Percentage add-on; amount as printed
9999 | Cement, sand and grit etc. | L.S. | 2.73 | 2
0116 | Fitter (grade 1) | day | 0.33 | 738
0117 | Assistant Fitter or 2nd class Fitter | day | 0.98 | 679
0114 | Beldar | day | 0.66 | 558
Calculated W - SUM of the Amount column above
W as printed in the DAR |  |  |  |  | 2759.5
Difference (calculated - printed)
SAY (Rs.) - final DAR rate as printed (fixed value, not computed) |  |  |  |  | 369.2
18.7 | Providing and fixing Chlorinated Polyvinyl Chloride (CPVC) pipes, having thermal stability for hot & cold water supply, including all CPVC plain & brass threaded fittings, including fixing the pipe with clamps at 1.00 m spacing. This includes jointing of pipes & fittings with one step CPVC solvent cement and testing of joints complete as per direction of Engineer in Charge. Internal work - Exposed on wall
18.7.4 | 32 mm nominal outer dia Pipes
Details of cost for 10 metre ¦ Source: CivilDAR_2019_Vol_2.pdf, page 512
Code | Description | Unit | Quantity | Rate (Rs.) | Amount (Rs.) | Note
8639 | Chlorinated Polyvinyl - chloride (CPVC) pipe 32 mm outer dia. | metre | 10 | 163.65
| Add 30% for fittings and wastage etc. |  |  |  | 490.95 | Percentage add-on; amount as printed
9999 | Cement, sand and grit etc. | L.S. | 4.16 | 2
0116 | Fitter (grade 1) | day | 0.33 | 738
0117 | Assistant Fitter or 2nd class Fitter | day | 0.98 | 679
0114 | Beldar | day | 0.98 | 558
Calculated W - SUM of the Amount column above
W as printed in the DAR |  |  |  |  | 3591.57
Difference (calculated - printed)
SAY (Rs.) - final DAR rate as printed (fixed value, not computed) |  |  |  |  | 480.55
18.7 | Providing and fixing Chlorinated Polyvinyl Chloride (CPVC) pipes, having thermal stability for hot & cold water supply, including all CPVC plain & brass threaded fittings, including fixing the pipe with clamps at 1.00 m spacing. This includes jointing of pipes & fittings with one step CPVC solvent cement and testing of joints complete as per direction of Engineer in Charge. Internal work - Exposed on wall
18.7.5 | 40 mm nominal outer dia Pipes
Details of cost for 10 metre ¦ Source: CivilDAR_2019_Vol_2.pdf, page 512
Code | Description | Unit | Quantity | Rate (Rs.) | Amount (Rs.) | Note
8640 | Chlorinated Polyvinyl - chloride (CPVC) pipe 40 mm outer dia. | metre | 10 | 228.7
| Add 30% for fittings and wastage etc. |  |  |  | 686.1 | Percentage add-on; amount as printed
9999 | Cement, sand and grit etc. | L.S. | 5.33 | 2
0116 | Fitter (grade 1) | day | 0.33 | 738
0117 | Assistant Fitter or 2nd class Fitter | day | 1.31 | 679
0114 | Beldar | day | 1.31 | 558
Calculated W - SUM of the Amount column above
W as printed in the DAR |  |  |  |  | 4847.77
Difference (calculated - printed)
SAY (Rs.) - final DAR rate as printed (fixed value, not computed) |  |  |  |  | 648.6
18.7 | Providing and fixing Chlorinated Polyvinyl Chloride (CPVC) pipes, having thermal stability for hot & cold water supply, including all CPVC plain & brass threaded fittings, including fixing the pipe with clamps at 1.00 m spacing. This includes jointing of pipes & fittings with one step CPVC solvent cement and testing of joints complete as per direction of Engineer in Charge. Internal work - Exposed on wall
18.7.6 | 50 mm nominal outer dia Pipes
Details of cost for 10 metre ¦ Source: CivilDAR_2019_Vol_2.pdf, page 513
Code | Description | Unit | Quantity | Rate (Rs.) | Amount (Rs.) | Note
8641 | Chlorinated Polyvinyl - chloride (CPVC) pipe 50 mm outer dia. | metre | 10 | 375.25
| Add 30% for fittings and wastage etc. |  |  |  | 1125.75 | Percentage add-on; amount as printed
9999 | Cement, sand and grit etc. | L.S. | 5.33 | 2
0116 | Fitter (grade 1) | day | 0.33 | 738
0117 | Assistant Fitter or 2nd class Fitter | day | 1.31 | 679
0114 | Beldar | day | 1.31 | 558
Calculated W - SUM of the Amount column above
W as printed in the DAR |  |  |  |  | 6752.92
Difference (calculated - printed)
SAY (Rs.) - final DAR rate as printed (fixed value, not computed) |  |  |  |  | 903.5
18.8 | Providing and fixing Chlorinated Polyvinyl Chloride (CPVC) pipes, having thermal stability for hot & cold water supply, including all CPVC plain & brass threaded fittings, i/c fixing the pipe with clamps at 1.00 m spacing. This includes jointing of pipes & fittings with one step CPVC solvent cement and the cost of cutting chases and making good the same including testing of joints complete as per direction of Engineer in Charge. Concealed work, including cutting chases and making good the walls etc.
18.8.1 | 15 mm nominal outer dia Pipes
Details of cost for 10 metre ¦ Source: CivilDAR_2019_Vol_2.pdf, page 513
Code | Description | Unit | Quantity | Rate (Rs.) | Amount (Rs.) | Note
8636 | Chlorinated Polyvinyl - chloride (CPVC) pipe 15 mm outer dia. | metre | 10 | 48.55
| Add 75% for fittings, clamps and wastage etc. |  |  |  | 364.13 | Percentage add-on; amount as printed
18.78 | Rate as per item 18.78 - Making chases up to 7.5x7.5 cm in walls including making good and finishing with matching surface after hou... | metre | 10 | 154.15
0116 | Fitter (grade 1) | day | 0.33 | 738
0117 | Assistant Fitter or 2nd class Fitter | day | 0.66 | 679
0114 | Beldar | day | 0.66 | 558
Calculated W - SUM of the Amount column above
W as printed in the DAR |  |  |  |  | 3451.09
Difference (calculated - printed)
SAY (Rs.) - final DAR rate as printed (fixed value, not computed) |  |  |  |  | 409.65
18.8 | Providing and fixing Chlorinated Polyvinyl Chloride (CPVC) pipes, having thermal stability for hot & cold water supply, including all CPVC plain & brass threaded fittings, i/c fixing the pipe with clamps at 1.00 m spacing. This includes jointing of pipes & fittings with one step CPVC solvent cement and the cost of cutting chases and making good the same including testing of joints complete as per direction of Engineer in Charge. Concealed work, including cutting chases and making good the walls etc.
18.8.2 | 20 mm nominal outer dia Pipes
Details of cost for 10 metre ¦ Source: CivilDAR_2019_Vol_2.pdf, page 514
Code | Description | Unit | Quantity | Rate (Rs.) | Amount (Rs.) | Note
8637 | Chlorinated Polyvinyl - chloride (CPVC) pipe 20 mm outer dia. | metre | 10 | 77.8
| Add 75% for fittings, clamps and wastage etc. |  |  |  | 583.5 | Percentage add-on; amount as printed
18.78 | Rate as per item 18.78 - Making chases up to 7.5x7.5 cm in walls including making good and finishing with matching surface after hou... | metre | 10 | 154.15
0116 | Fitter (grade 1) | day | 0.33 | 738
0117 | Assistant Fitter or 2nd class Fitter | day | 0.66 | 679
0114 | Beldar | day | 0.66 | 558
Calculated W - SUM of the Amount column above
W as printed in the DAR |  |  |  |  | 3962.96
Difference (calculated - printed)
SAY (Rs.) - final DAR rate as printed (fixed value, not computed) |  |  |  |  | 478.15
18.8 | Providing and fixing Chlorinated Polyvinyl Chloride (CPVC) pipes, having thermal stability for hot & cold water supply, including all CPVC plain & brass threaded fittings, i/c fixing the pipe with clamps at 1.00 m spacing. This includes jointing of pipes & fittings with one step CPVC solvent cement and the cost of cutting chases and making good the same including testing of joints complete as per direction of Engineer in Charge. Concealed work, including cutting chases and making good the walls etc.
18.8.3 | 25 mm nominal outer dia Pipes
Details of cost for 10 metre ¦ Source: CivilDAR_2019_Vol_2.pdf, page 514
Code | Description | Unit | Quantity | Rate (Rs.) | Amount (Rs.) | Note
8638 | Chlorinated Polyvinyl - chloride (CPVC) pipe 25 mm outer dia. | metre | 10 | 113.6
| Add 75% for fittings, clamps and wastage etc. |  |  |  | 852 | Percentage add-on; amount as printed
18.78 | Rate as per item 18.78 - Making chases up to 7.5x7.5 cm in walls including making good and finishing with matching surface after hou... | metre | 10 | 154.15
0116 | Fitter (grade 1) | day | 0.33 | 738
0117 | Assistant Fitter or 2nd class Fitter | day | 0.66 | 679
0114 | Beldar | day | 0.66 | 558
Calculated W - SUM of the Amount column above
W as printed in the DAR |  |  |  |  | 4589.46
Difference (calculated - printed)
SAY (Rs.) - final DAR rate as printed (fixed value, not computed) |  |  |  |  | 561.95
18.8 | Providing and fixing Chlorinated Polyvinyl Chloride (CPVC) pipes, having thermal stability for hot & cold water supply, including all CPVC plain & brass threaded fittings, i/c fixing the pipe with clamps at 1.00 m spacing. This includes jointing of pipes & fittings with one step CPVC solvent cement and the cost of cutting chases and making good the same including testing of joints complete as per direction of Engineer in Charge. Concealed work, including cutting chases and making good the walls etc.
18.8.4 | 32 mm nominal outer dia Pipes
Details of cost for 10 metre ¦ Source: CivilDAR_2019_Vol_2.pdf, page 515
Code | Description | Unit | Quantity | Rate (Rs.) | Amount (Rs.) | Note
8639 | Chlorinated Polyvinyl - chloride (CPVC) pipe 32 mm outer dia. | metre | 10 | 163.65
| Add 75% for fittings, clamps and wastage etc. |  |  |  | 1227.38 | Percentage add-on; amount as printed
18.78 | Rate as per item 18.78 - Making chases up to 7.5x7.5 cm in walls including making good and finishing with matching surface after hou... | metre | 10 | 154.15
0116 | Fitter (grade 1) | day | 0.33 | 738
0117 | Assistant Fitter or 2nd class Fitter | day | 0.66 | 679
0114 | Beldar | day | 0.66 | 558
Calculated W - SUM of the Amount column above
W as printed in the DAR |  |  |  |  | 5465.34
Difference (calculated - printed)
SAY (Rs.) - final DAR rate as printed (fixed value, not computed) |  |  |  |  | 679.15
18.9 | Providing and fixing Chlorinated Polyvinyl Chloride (CPVC) pipes, having thermal stability for hot & cold water supply including all CPVC plain & brass threaded fittings This includes jointing of pipes & fittings with one step CPVC solvent cement, trenching, refilling & testing of joints complete as per direction of Engineer in Charge. External work
18.9.1 | 15 mm nominal outer dia Pipes
Details of cost for 10 metre ¦ Source: CivilDAR_2019_Vol_2.pdf, page 516
Code | Description | Unit | Quantity | Rate (Rs.) | Amount (Rs.) | Note
8636 | Chlorinated Polyvinyl - chloride (CPVC) pipe 15 mm outer dia. | metre | 10 | 48.55
| Add 30% for fittings and wastage etc. |  |  |  | 145.65 | Percentage add-on; amount as printed
0116 | Fitter (grade 1) | day | 0.08 | 738
0114 | Beldar | day | 0.16 | 558
0114 | Beldar | day | 0.66 | 558
0115 | Coolie | day | 0.66 | 558
Calculated W - SUM of the Amount column above
W as printed in the DAR |  |  |  |  | 1516.03
Difference (calculated - printed)
SAY (Rs.) - final DAR rate as printed (fixed value, not computed) |  |  |  |  | 202.85
18.9 | Providing and fixing Chlorinated Polyvinyl Chloride (CPVC) pipes, having thermal stability for hot & cold water supply including all CPVC plain & brass threaded fittings This includes jointing of pipes & fittings with one step CPVC solvent cement, trenching, refilling & testing of joints complete as per direction of Engineer in Charge. External work
18.9.2 | 20 mm nominal outer dia Pipes
Details of cost for 10 metre ¦ Source: CivilDAR_2019_Vol_2.pdf, page 516
Code | Description | Unit | Quantity | Rate (Rs.) | Amount (Rs.) | Note
8637 | Chlorinated Polyvinyl - chloride (CPVC) pipe 20 mm outer dia. | metre | 10 | 77.8
| Add 30% for fittings and wastage etc. |  |  |  | 233.4 | Percentage add-on; amount as printed
0116 | Fitter (grade 1) | day | 0.08 | 738
0114 | Beldar | day | 0.16 | 558
0114 | Beldar | day | 0.66 | 558
0115 | Coolie | day | 0.66 | 558
Calculated W - SUM of the Amount column above
W as printed in the DAR |  |  |  |  | 1896.28
Difference (calculated - printed)
SAY (Rs.) - final DAR rate as printed (fixed value, not computed) |  |  |  |  | 253.7
18.9 | Providing and fixing Chlorinated Polyvinyl Chloride (CPVC) pipes, having thermal stability for hot & cold water supply including all CPVC plain & brass threaded fittings This includes jointing of pipes & fittings with one step CPVC solvent cement, trenching, refilling & testing of joints complete as per direction of Engineer in Charge. External work
18.9.3 | 25 mm nominal outer dia Pipes
Details of cost for 10 metre ¦ Source: CivilDAR_2019_Vol_2.pdf, page 517
Code | Description | Unit | Quantity | Rate (Rs.) | Amount (Rs.) | Note
8638 | Chlorinated Polyvinyl - chloride (CPVC) pipe 25 mm outer dia. | metre | 10 | 113.6
| Add 30% for fittings and wastage etc. |  |  |  | 340.8 | Percentage add-on; amount as printed
0116 | Fitter (grade 1) | day | 0.12 | 738
0114 | Beldar | day | 0.25 | 558
0114 | Beldar | day | 0.66 | 558
0115 | Coolie | day | 0.66 | 558
Calculated W - SUM of the Amount column above
W as printed in the DAR |  |  |  |  | 2441.42
Difference (calculated - printed)
SAY (Rs.) - final DAR rate as printed (fixed value, not computed) |  |  |  |  | 326.65
18.9 | Providing and fixing Chlorinated Polyvinyl Chloride (CPVC) pipes, having thermal stability for hot & cold water supply including all CPVC plain & brass threaded fittings This includes jointing of pipes & fittings with one step CPVC solvent cement, trenching, refilling & testing of joints complete as per direction of Engineer in Charge. External work
18.9.4 | 32 mm nominal outer dia Pipes
Details of cost for 10 metre ¦ Source: CivilDAR_2019_Vol_2.pdf, page 517
Code | Description | Unit | Quantity | Rate (Rs.) | Amount (Rs.) | Note
8639 | Chlorinated Polyvinyl - chloride (CPVC) pipe 32 mm outer dia. | metre | 10 | 163.65
| Add 30% for fittings and wastage etc. |  |  |  | 490.95 | Percentage add-on; amount as printed
0116 | Fitter (grade 1) | day | 0.12 | 738
0114 | Beldar | day | 0.25 | 558
0114 | Beldar | day | 0.66 | 558
0115 | Coolie | day | 0.66 | 558
Calculated W - SUM of the Amount column above
W as printed in the DAR |  |  |  |  | 3092.07
Difference (calculated - printed)
SAY (Rs.) - final DAR rate as printed (fixed value, not computed) |  |  |  |  | 413.7
18.9 | Providing and fixing Chlorinated Polyvinyl Chloride (CPVC) pipes, having thermal stability for hot & cold water supply including all CPVC plain & brass threaded fittings This includes jointing of pipes & fittings with one step CPVC solvent cement, trenching, refilling & testing of joints complete as per direction of Engineer in Charge. External work
18.9.5 | 40 mm nominal outer dia Pipes
Details of cost for 10 metre ¦ Source: CivilDAR_2019_Vol_2.pdf, page 518
Code | Description | Unit | Quantity | Rate (Rs.) | Amount (Rs.) | Note
8640 | Chlorinated Polyvinyl - chloride (CPVC) pipe 40 mm outer dia. | metre | 10 | 228.7
| Add 30% for fittings and wastage etc. |  |  |  | 686.1 | Percentage add-on; amount as printed
0116 | Fitter (grade 1) | day | 0.16 | 738
0114 | Beldar | day | 0.33 | 558
0114 | Beldar | day | 0.66 | 558
0115 | Coolie | day | 0.66 | 558
Calculated W - SUM of the Amount column above
W as printed in the DAR |  |  |  |  | 4011.88
Difference (calculated - printed)
SAY (Rs.) - final DAR rate as printed (fixed value, not computed) |  |  |  |  | 536.75
18.9 | Providing and fixing Chlorinated Polyvinyl Chloride (CPVC) pipes, having thermal stability for hot & cold water supply including all CPVC plain & brass threaded fittings This includes jointing of pipes & fittings with one step CPVC solvent cement, trenching, refilling & testing of joints complete as per direction of Engineer in Charge. External work
18.9.6 | 50 mm nominal outer dia Pipes
Details of cost for 10 metre ¦ Source: CivilDAR_2019_Vol_2.pdf, page 519
Code | Description | Unit | Quantity | Rate (Rs.) | Amount (Rs.) | Note
8641 | Chlorinated Polyvinyl - chloride (CPVC) pipe 50 mm outer dia. | metre | 10 | 375.25
| Add 30% for fittings and wastage etc. |  |  |  | 1125.75 | Percentage add-on; amount as printed
0116 | Fitter (grade 1) | day | 0.16 | 738
0114 | Beldar | day | 0.33 | 558
0114 | Beldar | day | 0.66 | 558
0115 | Coolie | day | 0.66 | 558
Calculated W - SUM of the Amount column above
W as printed in the DAR |  |  |  |  | 5917.03
Difference (calculated - printed)
SAY (Rs.) - final DAR rate as printed (fixed value, not computed) |  |  |  |  | 791.65
18.9 | Providing and fixing Chlorinated Polyvinyl Chloride (CPVC) pipes, having thermal stability for hot & cold water supply including all CPVC plain & brass threaded fittings This includes jointing of pipes & fittings with one step CPVC solvent cement, trenching, refilling & testing of joints complete as per direction of Engineer in Charge. External work
18.9.7 | 62.50 mm nominal inner dia Pipes
Details of cost for 10 metre ¦ Source: CivilDAR_2019_Vol_2.pdf, page 519
Code | Description | Unit | Quantity | Rate (Rs.) | Amount (Rs.) | Note
8642 | Chlorinated Polyvinyl - chloride (CPVC) pipe 62.5mm inner dia. | metre | 10 | 793.3
| Add 30% for fittings and wastage etc. |  |  |  | 2379.9 | Percentage add-on; amount as printed
0116 | Fitter (grade 1) | day | 0.25 | 738
0114 | Beldar | day | 0.66 | 558
0114 | Beldar | day | 0.66 | 558
0115 | Coolie | day | 0.66 | 558
Calculated W - SUM of the Amount column above
W as printed in the DAR |  |  |  |  | 11602.24
Difference (calculated - printed)
SAY (Rs.) - final DAR rate as printed (fixed value, not computed) |  |  |  |  | 1552.3
18.9 | Providing and fixing Chlorinated Polyvinyl Chloride (CPVC) pipes, having thermal stability for hot & cold water supply including all CPVC plain & brass threaded fittings This includes jointing of pipes & fittings with one step CPVC solvent cement, trenching, refilling & testing of joints complete as per direction of Engineer in Charge. External work
18.9.8 | 75 mm nominal inner dia Pipes
Details of cost for 10 metre ¦ Source: CivilDAR_2019_Vol_2.pdf, page 520
Code | Description | Unit | Quantity | Rate (Rs.) | Amount (Rs.) | Note
8643 | Chlorinated Polyvinyl - chloride (CPVC) pipe 75 mm inner dia. | metre | 10 | 1031.05
| Add 30% for fittings and wastage etc. |  |  |  | 3093.15 | Percentage add-on; amount as printed
0116 | Fitter (grade 1) | day | 0.25 | 738
0114 | Beldar | day | 0.66 | 558
0114 | Beldar | day | 0.66 | 558
0115 | Coolie | day | 0.66 | 558
Calculated W - SUM of the Amount column above
W as printed in the DAR |  |  |  |  | 14692.99
Difference (calculated - printed)
SAY (Rs.) - final DAR rate as printed (fixed value, not computed) |  |  |  |  | 1965.85
18.9 | Providing and fixing Chlorinated Polyvinyl Chloride (CPVC) pipes, having thermal stability for hot & cold water supply including all CPVC plain & brass threaded fittings This includes jointing of pipes & fittings with one step CPVC solvent cement, trenching, refilling & testing of joints complete as per direction of Engineer in Charge. External work
18.9.9 | 100 mm nominal inner dia Pipes
Details of cost for 10 metre ¦ Source: CivilDAR_2019_Vol_2.pdf, page 520
Code | Description | Unit | Quantity | Rate (Rs.) | Amount (Rs.) | Note
8644 | Chlorinated Polyvinyl - chloride (CPVC) pipe 100 mm inner dia. | metre | 10 | 1466.75
| Add 30% for fittings and wastage etc. |  |  |  | 4400.25 | Percentage add-on; amount as printed
0116 | Fitter (grade 1) | day | 0.37 | 738
0114 | Beldar | day | 0.97 | 558
0114 | Beldar | day | 0.8 | 558
0115 | Coolie | day | 0.8 | 558
Calculated W - SUM of the Amount column above
W as printed in the DAR |  |  |  |  | 20774.87
Difference (calculated - printed)
SAY (Rs.) - final DAR rate as printed (fixed value, not computed) |  |  |  |  | 2779.55
18.9 | Providing and fixing Chlorinated Polyvinyl Chloride (CPVC) pipes, having thermal stability for hot & cold water supply including all CPVC plain & brass threaded fittings This includes jointing of pipes & fittings with one step CPVC solvent cement, trenching, refilling & testing of joints complete as per direction of Engineer in Charge. External work
18.9.10 | 150 mm nominal inner dia Pipes
Details of cost for 10 metre ¦ Source: CivilDAR_2019_Vol_2.pdf, page 521
Code | Description | Unit | Quantity | Rate (Rs.) | Amount (Rs.) | Note
8645 | Chlorinated Polyvinyl - chloride (CPVC) pipe 150 mm inner dia. | metre | 10 | 3145.15
| Add 30% for fittings and wastage etc. |  |  |  | 9435.45 | Percentage add-on; amount as printed
0116 | Fitter (grade 1) | day | 0.58 | 738
0114 | Beldar | day | 1.54 | 558
0114 | Beldar | day | 1.2 | 558
0115 | Coolie | day | 1.2 | 558
Calculated W - SUM of the Amount column above
W as printed in the DAR |  |  |  |  | 43513.51
Difference (calculated - printed)
SAY (Rs.) - final DAR rate as printed (fixed value, not computed) |  |  |  |  | 5821.85
18.10 | Providing and fixing G.I. pipes complete with G.I. fittings and clamps, i/c cutting and making good the walls etc. Internal work - Exposed on wall
18.10.1 | 15 mm dia nominal bore
Details of cost for 10 metre ¦ Source: CivilDAR_2019_Vol_2.pdf, page 521
Code | Description | Unit | Quantity | Rate (Rs.) | Amount (Rs.) | Note
1545 | G.I. pipes 15 mm dia | metre | 11.5 | 91
2271 | Carriage of G.I. pipes below 100 mm dia | tonne | 0.014145 | 92.24
9999 | White lead, hemp, oil etc. | L.S. | 8.06 | 2
9999 | Cement, sand and grit etc. | L.S. | 2.73 | 2
0116 | Fitter (grade 1) | day | 0.33 | 738
0117 | Assistant Fitter or 2nd class Fitter | day | 0.66 | 679
0114 | Beldar | day | 0.66 | 558
Calculated W - SUM of the Amount column above
W as printed in the DAR |  |  |  |  | 2129.34
Difference (calculated - printed)
SAY (Rs.) - final DAR rate as printed (fixed value, not computed) |  |  |  |  | 284.9
18.10 | Providing and fixing G.I. pipes complete with G.I. fittings and clamps, i/c cutting and making good the walls etc. Internal work - Exposed on wall
18.10.2 | 20 mm dia nominal bore
Details of cost for 10 metre ¦ Source: CivilDAR_2019_Vol_2.pdf, page 522
Code | Description | Unit | Quantity | Rate (Rs.) | Amount (Rs.) | Note
1546 | G.I. pipes 20 mm dia | metre | 11.5 | 120
2271 | Carriage of G.I. pipes below 100 mm dia | tonne | 0.018285 | 92.24
9999 | White lead, hemp, oil etc. | L.S. | 8.06 | 2
9999 | Cement, sand and grit etc. | L.S. | 2.73 | 2
0116 | Fitter (grade 1) | day | 0.33 | 738
0117 | Assistant Fitter or 2nd class Fitter | day | 0.82 | 679
0114 | Beldar | day | 0.66 | 558
Calculated W - SUM of the Amount column above
W as printed in the DAR |  |  |  |  | 2571.87
Difference (calculated - printed)
SAY (Rs.) - final DAR rate as printed (fixed value, not computed) |  |  |  |  | 344.1
18.10 | Providing and fixing G.I. pipes complete with G.I. fittings and clamps, i/c cutting and making good the walls etc. Internal work - Exposed on wall
18.10.3 | 25 mm dia nominal bore
Details of cost for 10 metre ¦ Source: CivilDAR_2019_Vol_2.pdf, page 522
Code | Description | Unit | Quantity | Rate (Rs.) | Amount (Rs.) | Note
1547 | G.I. pipes 25 mm dia | metre | 11.5 | 171
2271 | Carriage of G.I. pipes below 100 mm dia | tonne | 0.02829 | 92.24
9999 | White lead, hemp, oil etc. | L.S. | 9.49 | 2
9999 | Cement, sand and grit etc. | L.S. | 4.16 | 2
0116 | Fitter (grade 1) | day | 0.33 | 738
0117 | Assistant Fitter or 2nd class Fitter | day | 0.98 | 679
0114 | Beldar | day | 0.66 | 558
Calculated W - SUM of the Amount column above
W as printed in the DAR |  |  |  |  | 3273.65
Difference (calculated - printed)
SAY (Rs.) - final DAR rate as printed (fixed value, not computed) |  |  |  |  | 438
18.10 | Providing and fixing G.I. pipes complete with G.I. fittings and clamps, i/c cutting and making good the walls etc. Internal work - Exposed on wall
18.10.4 | 32 mm dia nominal bore
Details of cost for 10 metre ¦ Source: CivilDAR_2019_Vol_2.pdf, page 523
Code | Description | Unit | Quantity | Rate (Rs.) | Amount (Rs.) | Note
1548 | G.I. pipes 32 mm dia | metre | 11.5 | 215
2271 | Carriage of G.I. pipes below 100 mm dia | tonne | 0.036455 | 92.24
9999 | White lead, hemp, oil etc. | L.S. | 9.49 | 2
9999 | Cement, sand and grit etc. | L.S. | 4.16 | 2
0116 | Fitter (grade 1) | day | 0.33 | 738
0117 | Assistant Fitter or 2nd class Fitter | day | 0.98 | 679
0114 | Beldar | day | 0.98 | 558
Calculated W - SUM of the Amount column above
W as printed in the DAR |  |  |  |  | 3958.96
Difference (calculated - printed)
SAY (Rs.) - final DAR rate as printed (fixed value, not computed) |  |  |  |  | 529.7
18.10 | Providing and fixing G.I. pipes complete with G.I. fittings and clamps, i/c cutting and making good the walls etc. Internal work - Exposed on wall
18.10.5 | 40 mm dia nominal bore
Details of cost for 10 metre ¦ Source: CivilDAR_2019_Vol_2.pdf, page 524
Code | Description | Unit | Quantity | Rate (Rs.) | Amount (Rs.) | Note
1549 | G.I. pipes 40 mm dia | metre | 11.5 | 250
2271 | Carriage of G.I. pipes below 100 mm dia | tonne | 0.041975 | 92.24
9999 | White lead, hemp, oil etc. | L.S. | 13.52 | 2
9999 | Cement, sand and grit etc. | L.S. | 5.33 | 2
0116 | Fitter (grade 1) | day | 0.33 | 738
0117 | Assistant Fitter or 2nd class Fitter | day | 1.31 | 679
0114 | Beldar | day | 1.31 | 558
Calculated W - SUM of the Amount column above
W as printed in the DAR |  |  |  |  | 4780.58
Difference (calculated - printed)
SAY (Rs.) - final DAR rate as printed (fixed value, not computed) |  |  |  |  | 639.6
18.10 | Providing and fixing G.I. pipes complete with G.I. fittings and clamps, i/c cutting and making good the walls etc. Internal work - Exposed on wall
18.10.6 | 50 mm dia nominal bore
Details of cost for 10 metre ¦ Source: CivilDAR_2019_Vol_2.pdf, page 524
Code | Description | Unit | Quantity | Rate (Rs.) | Amount (Rs.) | Note
1550 | G.I. pipes 50 mm dia | metre | 11.5 | 310
2271 | Carriage of G.I. pipes below 100 mm dia | tonne | 0.059455 | 92.24
9999 | White lead, hemp, oil etc. | L.S. | 13.52 | 2
9999 | Cement, sand and grit etc. | L.S. | 5.33 | 2
0116 | Fitter (grade 1) | day | 0.33 | 738
0117 | Assistant Fitter or 2nd class Fitter | day | 1.64 | 679
0114 | Beldar | day | 1.64 | 558
Calculated W - SUM of the Amount column above
W as printed in the DAR |  |  |  |  | 5880.4
Difference (calculated - printed)
SAY (Rs.) - final DAR rate as printed (fixed value, not computed) |  |  |  |  | 786.75
18.11 | Providing and fixing G.I. Pipes complete with G.I. fittings and clamps, i/c making good the walls etc. concealed pipe, including painting with anti corrosive bitumastic paint, cutting chases and making good the wall :
18.11.1 | 15 mm dia nominal bore
Details of cost for 10 metre ¦ Source: CivilDAR_2019_Vol_2.pdf, page 525
Code | Description | Unit | Quantity | Rate (Rs.) | Amount (Rs.) | Note
1545 | G.I. pipes 15 mm dia | metre | 11.5 | 91
2271 | Carriage of G.I. pipes below 100 mm dia | tonne | 0.014145 | 92.24
9999 | White lead, hemp, oil etc. | L.S. | 8.06 | 2
18.40.1 | Rate as per item 18.40.1 - Painting G.I. pipes and fittings with two coats of anti-corrosive bitumastic paint of approved quality - 15... | metre | 10 | 9.3
18.78 | Rate as per item 18.78 - Making chases up to 7.5x7.5 cm in walls including making good and finishing with matching surface after hou... | metre | 10 | 154.15
0116 | Fitter (grade 1) | day | 0.33 | 738
0117 | Assistant Fitter or 2nd class Fitter | day | 0.66 | 679
0114 | Beldar | day | 0.66 | 558
Calculated W - SUM of the Amount column above
W as printed in the DAR |  |  |  |  | 3758.38
Difference (calculated - printed)
SAY (Rs.) - final DAR rate as printed (fixed value, not computed) |  |  |  |  | 447.6
18.11 | Providing and fixing G.I. Pipes complete with G.I. fittings and clamps, i/c making good the walls etc. concealed pipe, including painting with anti corrosive bitumastic paint, cutting chases and making good the wall :
18.11.2 | 20 mm dia nominal bore
Details of cost for 10 metre ¦ Source: CivilDAR_2019_Vol_2.pdf, page 525
Code | Description | Unit | Quantity | Rate (Rs.) | Amount (Rs.) | Note
1546 | G.I. pipes 20 mm dia | metre | 11.5 | 120
2271 | Carriage of G.I. pipes below 100 mm dia | tonne | 0.018285 | 92.24
9999 | White lead, hemp, oil etc. | L.S. | 8.06 | 2
18.40.2 | Rate as per item 18.40.2 - Painting G.I. pipes and fittings with two coats of anti-corrosive bitumastic paint of approved quality - 20... | metre | 10 | 11.1
18.78 | Rate as per item 18.78 - Making chases up to 7.5x7.5 cm in walls including making good and finishing with matching surface after hou... | metre | 10 | 154.15
0116 | Fitter (grade 1) | day | 0.33 | 738
0117 | Assistant Fitter or 2nd class Fitter | day | 0.66 | 679
0114 | Beldar | day | 0.66 | 558
Calculated W - SUM of the Amount column above
W as printed in the DAR |  |  |  |  | 4110.27
Difference (calculated - printed)
SAY (Rs.) - final DAR rate as printed (fixed value, not computed) |  |  |  |  | 494.1
18.12 | Providing and fixing G.I. pipes complete with G.I. fittings including trenching and refilling etc. External work
18.12.1 | 15 mm dia nominal bore
Details of cost for 10 metre ¦ Source: CivilDAR_2019_Vol_2.pdf, page 526
Code | Description | Unit | Quantity | Rate (Rs.) | Amount (Rs.) | Note
1545 | G.I. pipes 15 mm dia | metre | 10.2 | 91
2271 | Carriage of G.I. pipes below 100 mm dia | tonne | 0.012546 | 92.24
9999 | White lead, hemp, oil etc. | L.S. | 5.33 | 2
0116 | Fitter (grade 1) | day | 0.08 | 738
0114 | Beldar | day | 0.16 | 558
0114 | Beldar | day | 0.66 | 558
0115 | Coolie | day | 0.66 | 558
Calculated W - SUM of the Amount column above
W as printed in the DAR |  |  |  |  | 1824.9
Difference (calculated - printed)
SAY (Rs.) - final DAR rate as printed (fixed value, not computed) |  |  |  |  | 244.15
18.12 | Providing and fixing G.I. pipes complete with G.I. fittings including trenching and refilling etc. External work
18.12.2 | 20 mm dia nominal bore
Details of cost for 10 metre ¦ Source: CivilDAR_2019_Vol_2.pdf, page 527
Code | Description | Unit | Quantity | Rate (Rs.) | Amount (Rs.) | Note
1546 | G.I. pipes 20 mm dia | metre | 10.2 | 120
2271 | Carriage of G.I. pipes below 100 mm dia | tonne | 0.016218 | 92.24
9999 | White lead, hemp, oil etc. | L.S. | 5.33 | 2
0116 | Fitter (grade 1) | day | 0.08 | 738
0114 | Beldar | day | 0.16 | 558
0114 | Beldar | day | 0.66 | 558
0115 | Coolie | day | 0.66 | 558
Calculated W - SUM of the Amount column above
W as printed in the DAR |  |  |  |  | 2121.04
Difference (calculated - printed)
SAY (Rs.) - final DAR rate as printed (fixed value, not computed) |  |  |  |  | 283.8
18.12 | Providing and fixing G.I. pipes complete with G.I. fittings including trenching and refilling etc. External work
18.12.3 | 25 mm dia nominal bore
Details of cost for 10 metre ¦ Source: CivilDAR_2019_Vol_2.pdf, page 527
Code | Description | Unit | Quantity | Rate (Rs.) | Amount (Rs.) | Note
1547 | G.I. pipes 25 mm dia | metre | 10.2 | 171
2271 | Carriage of G.I. pipes below 100 mm dia | tonne | 0.025092 | 92.24
9999 | White lead, hemp, oil etc. | L.S. | 6.76 | 2
0116 | Fitter (grade 1) | day | 0.12 | 738
0114 | Beldar | day | 0.25 | 558
0114 | Beldar | day | 0.66 | 558
0115 | Coolie | day | 0.66 | 558
Calculated W - SUM of the Amount column above
W as printed in the DAR |  |  |  |  | 2724.65
Difference (calculated - printed)
SAY (Rs.) - final DAR rate as printed (fixed value, not computed) |  |  |  |  | 364.55
18.12 | Providing and fixing G.I. pipes complete with G.I. fittings including trenching and refilling etc. External work
18.12.4 | 32 mm dia nominal bore
Details of cost for 10 metre ¦ Source: CivilDAR_2019_Vol_2.pdf, page 528
Code | Description | Unit | Quantity | Rate (Rs.) | Amount (Rs.) | Note
1548 | G.I. pipes 32 mm dia | metre | 10.2 | 215
2271 | Carriage of G.I. pipes below 100 mm dia | tonne | 0.032334 | 92.24
9999 | White lead, hemp, oil etc. | L.S. | 6.76 | 2
0116 | Fitter (grade 1) | day | 0.12 | 738
0114 | Beldar | day | 0.25 | 558
0114 | Beldar | day | 0.66 | 558
0115 | Coolie | day | 0.66 | 558
Calculated W - SUM of the Amount column above
W as printed in the DAR |  |  |  |  | 3174.12
Difference (calculated - printed)
SAY (Rs.) - final DAR rate as printed (fixed value, not computed) |  |  |  |  | 424.7
18.12 | Providing and fixing G.I. pipes complete with G.I. fittings including trenching and refilling etc. External work
18.12.5 | 40 mm dia nominal bore
Details of cost for 10 metre ¦ Source: CivilDAR_2019_Vol_2.pdf, page 528
Code | Description | Unit | Quantity | Rate (Rs.) | Amount (Rs.) | Note
1549 | G.I. pipes 40 mm dia | metre | 10.2 | 250
2271 | Carriage of G.I. pipes below 100 mm dia | tonne | 0.03723 | 92.24
9999 | White lead, hemp, oil etc. | L.S. | 9.49 | 2
0116 | Fitter (grade 1) | day | 0.16 | 738
0114 | Beldar | day | 0.33 | 558
0114 | Beldar | day | 0.66 | 558
0115 | Coolie | day | 0.66 | 558
Calculated W - SUM of the Amount column above
W as printed in the DAR |  |  |  |  | 3611.19
Difference (calculated - printed)
SAY (Rs.) - final DAR rate as printed (fixed value, not computed) |  |  |  |  | 483.15
18.12 | Providing and fixing G.I. pipes complete with G.I. fittings including trenching and refilling etc. External work
18.12.6 | 50 mm dia nominal bore
Details of cost for 10 metre ¦ Source: CivilDAR_2019_Vol_2.pdf, page 529
Code | Description | Unit | Quantity | Rate (Rs.) | Amount (Rs.) | Note
1550 | G.I. pipes 50 mm dia | metre | 10.2 | 310
2271 | Carriage of G.I. pipes below 100 mm dia | tonne | 0.052734 | 92.24
9999 | White lead, hemp, oil etc. | L.S. | 9.49 | 2
0116 | Fitter (grade 1) | day | 0.16 | 738
0114 | Beldar | day | 0.33 | 558
0114 | Beldar | day | 0.66 | 558
0115 | Coolie | day | 0.66 | 558
Calculated W - SUM of the Amount column above
W as printed in the DAR |  |  |  |  | 4224.62
Difference (calculated - printed)
SAY (Rs.) - final DAR rate as printed (fixed value, not computed) |  |  |  |  | 565.25
18.12 | Providing and fixing G.I. pipes complete with G.I. fittings including trenching and refilling etc. External work
18.12.7 | 65 mm dia nominal bore
Details of cost for 10 metre ¦ Source: CivilDAR_2019_Vol_2.pdf, page 529
Code | Description | Unit | Quantity | Rate (Rs.) | Amount (Rs.) | Note
1551 | G.I. pipes 65 mm dia | metre | 10.2 | 395
2271 | Carriage of G.I. pipes below 100 mm dia | tonne | 0.067626 | 92.24
9999 | White lead, hemp, oil etc. | L.S. | 13.52 | 2
0116 | Fitter (grade 1) | day | 0.25 | 738
0114 | Beldar | day | 0.66 | 558
0114 | Beldar | day | 0.66 | 558
0115 | Coolie | day | 0.66 | 558
Calculated W - SUM of the Amount column above
W as printed in the DAR |  |  |  |  | 5351.62
Difference (calculated - printed)
SAY (Rs.) - final DAR rate as printed (fixed value, not computed) |  |  |  |  | 716
18.12 | Providing and fixing G.I. pipes complete with G.I. fittings including trenching and refilling etc. External work
18.12.8 | 80 mm dia nominal bore
Details of cost for 10 metre ¦ Source: CivilDAR_2019_Vol_2.pdf, page 530
Code | Description | Unit | Quantity | Rate (Rs.) | Amount (Rs.) | Note
1552 | G.I. pipes 80 mm dia | metre | 10.2 | 505
2271 | Carriage of G.I. pipes below 100 mm dia | tonne | 0.088128 | 92.24
9999 | White lead, hemp, oil etc. | L.S. | 13.52 | 2
0116 | Fitter (grade 1) | day | 0.25 | 738
0114 | Beldar | day | 0.66 | 558
0114 | Beldar | day | 0.66 | 558
0115 | Coolie | day | 0.66 | 558
Calculated W - SUM of the Amount column above
W as printed in the DAR |  |  |  |  | 6475.51
Difference (calculated - printed)
SAY (Rs.) - final DAR rate as printed (fixed value, not computed) |  |  |  |  | 866.4
18.13 | Making connection of G.I. distribution branch with G.I. main of following sizes by providing and fixing tee, including cutting and threading the pipe etc. complete :
18.13.1 | 25 to 40 mm nominal bore
Details of cost for 1 connection ¦ Source: CivilDAR_2019_Vol_2.pdf, page 530
Code | Description | Unit | Quantity | Rate (Rs.) | Amount (Rs.) | Note
1608 | G.I. tees (equal) 25 mm | each | 1 | 50
1555 | G.I. back (jam) nuts 25 mm dia | each | 1 | 15
9988 | Carriage of materials and sundries | L.S. | 5.33 | 2
0116 | Fitter (grade 1) | day | 0.33 | 738
0114 | Beldar | day | 0.33 | 558
Calculated W - SUM of the Amount column above
W as printed in the DAR |  |  |  |  | 503.34
Difference (calculated - printed)
SAY (Rs.) - final DAR rate as printed (fixed value, not computed) |  |  |  |  | 673.45
18.13 | Making connection of G.I. distribution branch with G.I. main of following sizes by providing and fixing tee, including cutting and threading the pipe etc. complete :
18.13.2 | 50 to 80 mm nominal bore
Details of cost for 1 connection ¦ Source: CivilDAR_2019_Vol_2.pdf, page 531
Code | Description | Unit | Quantity | Rate (Rs.) | Amount (Rs.) | Note
1612 | G.I. tees (equal) 65 mm | each | 1 | 452
1559 | G.I. back (jam) nuts 65 mm dia | each | 1 | 25
9988 | Carriage of materials and sundries | L.S. | 5.33 | 2
0116 | Fitter (grade 1) | day | 0.45 | 738
0114 | Beldar | day | 0.45 | 558
Calculated W - SUM of the Amount column above
W as printed in the DAR |  |  |  |  | 1070.86
Difference (calculated - printed)
SAY (Rs.) - final DAR rate as printed (fixed value, not computed) |  |  |  |  | 1432.75
18.14 | Fixing water meter and stop cock in G.I. pipe line including cutting and threading the pipe and making long screws etc. complete (cost of water meter and stop cock to be paid separately).
Details of cost for 1 meter ¦ Source: CivilDAR_2019_Vol_2.pdf, page 531
Code | Description | Unit | Quantity | Rate (Rs.) | Amount (Rs.) | Note
1555 | G.I. back (jam) nuts 25 mm dia | each | 1 | 15
9988 | Carriage of materials and sundries | L.S. | 5.33 | 2
0116 | Fitter (grade 1) | day | 0.33 | 738
0114 | Beldar | day | 0.33 | 558
Calculated W - SUM of the Amount column above
W as printed in the DAR |  |  |  |  | 453.34
Difference (calculated - printed)
SAY (Rs.) - final DAR rate as printed (fixed value, not computed) |  |  |  |  | 606.55
18.15 | Providing and fixing brass bib cock of approved quality :
18.15.1 | 15 mm nominal bore
Details of cost for 1 no ¦ Source: CivilDAR_2019_Vol_2.pdf, page 532
Code | Description | Unit | Quantity | Rate (Rs.) | Amount (Rs.) | Note
1339 | Brass bib-cock 15 mm dia | each | 1 | 210
9988 | Carriage of materials and fixing charges | L.S. | 8.06 | 2
Calculated W - SUM of the Amount column above
W as printed in the DAR |  |  |  |  | 226.12
Difference (calculated - printed)
SAY (Rs.) - final DAR rate as printed (fixed value, not computed) |  |  |  |  | 302.55
18.15 | Providing and fixing brass bib cock of approved quality :
18.15.2 | 20 mm nominal bore
Details of cost for 1 no ¦ Source: CivilDAR_2019_Vol_2.pdf, page 532
Code | Description | Unit | Quantity | Rate (Rs.) | Amount (Rs.) | Note
1340 | Brass bib-cock 20 mm dia | each | 1 | 225
9988 | Carriage of materials and fixing charges | L.S. | 9.49 | 2
Calculated W - SUM of the Amount column above
W as printed in the DAR |  |  |  |  | 243.98
Difference (calculated - printed)
SAY (Rs.) - final DAR rate as printed (fixed value, not computed) |  |  |  |  | 326.45
18.16 | Providing and fixing brass stop cock of approved quality :
18.16.1 | 15 mm nominal bore
Details of cost for 1 no ¦ Source: CivilDAR_2019_Vol_2.pdf, page 532
Code | Description | Unit | Quantity | Rate (Rs.) | Amount (Rs.) | Note
1342 | Brass stop-cock 15 mm dia | each | 1 | 210
9988 | Carriage of materials and fixing charges | L.S. | 8.06 | 2
Calculated W - SUM of the Amount column above
W as printed in the DAR |  |  |  |  | 226.12
Difference (calculated - printed)
SAY (Rs.) - final DAR rate as printed (fixed value, not computed) |  |  |  |  | 302.55
18.16 | Providing and fixing brass stop cock of approved quality :
18.16.2 | 20 mm nominal bore
Details of cost for 1 no ¦ Source: CivilDAR_2019_Vol_2.pdf, page 533
Code | Description | Unit | Quantity | Rate (Rs.) | Amount (Rs.) | Note
1343 | Brass stop-cock 20 mm dia | each | 1 | 225
9988 | Carriage of materials and fixing charges | L.S. | 9.49 | 2
Calculated W - SUM of the Amount column above
W as printed in the DAR |  |  |  |  | 243.98
Difference (calculated - printed)
SAY (Rs.) - final DAR rate as printed (fixed value, not computed) |  |  |  |  | 326.45
18.17 | Providing and fixing gun metal gate valve with C.I. wheel of approved quality (screwed end) :
18.17.1 | 25 mm nominal bore
Details of cost for 1 no ¦ Source: CivilDAR_2019_Vol_2.pdf, page 533
Code | Description | Unit | Quantity | Rate (Rs.) | Amount (Rs.) | Note
1927 | Brass full way valve with C.I. wheel (screwed end) 25 mm dia | each | 1 | 350
9988 | Carriage of materials and fixing charges | L.S. | 10.79 | 2
Calculated W - SUM of the Amount column above
W as printed in the DAR |  |  |  |  | 371.58
Difference (calculated - printed)
SAY (Rs.) - final DAR rate as printed (fixed value, not computed) |  |  |  |  | 497.15
18.17 | Providing and fixing gun metal gate valve with C.I. wheel of approved quality (screwed end) :
18.17.1A | 20 mm nominal bore
Details of cost for 1 no ¦ Source: CivilDAR_2019_Vol_2.pdf, page 533
Code | Description | Unit | Quantity | Rate (Rs.) | Amount (Rs.) | Note
1926 | 20 mm dia Gunmetal gate valve with wheel | each | 1 | 325
9977 | Carriage of metrial and fixing charge | L.S. | 9.49 | 2
Calculated W - SUM of the Amount column above
W as printed in the DAR |  |  |  |  | 343.98
Difference (calculated - printed)
SAY (Rs.) - final DAR rate as printed (fixed value, not computed) |  |  |  |  | 460.2
18.17 | Providing and fixing gun metal gate valve with C.I. wheel of approved quality (screwed end) :
18.17.2 | 32 mm nominal bore.
Details of cost for 1 no ¦ Source: CivilDAR_2019_Vol_2.pdf, page 534
Code | Description | Unit | Quantity | Rate (Rs.) | Amount (Rs.) | Note
1928 | Brass full way valve with C.I. wheel (screwed end) 32 mm dia | each | 1 | 410
9988 | Carriage of materials and fixing charges | L.S. | 12.22 | 2
Calculated W - SUM of the Amount column above
W as printed in the DAR |  |  |  |  | 434.44
Difference (calculated - printed)
SAY (Rs.) - final DAR rate as printed (fixed value, not computed) |  |  |  |  | 581.25
18.17 | Providing and fixing gun metal gate valve with C.I. wheel of approved quality (screwed end) :
18.17.3 | 40 mm nominal bore
Details of cost for 1 no ¦ Source: CivilDAR_2019_Vol_2.pdf, page 534
Code | Description | Unit | Quantity | Rate (Rs.) | Amount (Rs.) | Note
1929 | Brass full way valve with C.I. wheel (screwed end) 40 mm dia | each | 1 | 480
9988 | Carriage of materials and fixing charges | L.S. | 13.52 | 2
Calculated W - SUM of the Amount column above
W as printed in the DAR |  |  |  |  | 507.04
Difference (calculated - printed)
SAY (Rs.) - final DAR rate as printed (fixed value, not computed) |  |  |  |  | 678.4
18.17 | Providing and fixing gun metal gate valve with C.I. wheel of approved quality (screwed end) :
18.17.4 | 50 mm nominal bore
Details of cost for 1 no ¦ Source: CivilDAR_2019_Vol_2.pdf, page 535
Code | Description | Unit | Quantity | Rate (Rs.) | Amount (Rs.) | Note
1930 | Brass full way valve with C.I. wheel (screwed end) 50 mm dia | each | 1 | 620
9988 | Carriage of materials and fixing charges | L.S. | 14.82 | 2
Calculated W - SUM of the Amount column above
W as printed in the DAR |  |  |  |  | 649.64
Difference (calculated - printed)
SAY (Rs.) - final DAR rate as printed (fixed value, not computed) |  |  |  |  | 869.2
18.17 | Providing and fixing gun metal gate valve with C.I. wheel of approved quality (screwed end) :
18.17.5 | 65 mm nominal bore
Details of cost for 1 no ¦ Source: CivilDAR_2019_Vol_2.pdf, page 535
Code | Description | Unit | Quantity | Rate (Rs.) | Amount (Rs.) | Note
1931 | Brass full way valve with C.I. wheel (screwed end) 65 mm dia | each | 1 | 1080
9988 | Carriage of materials and fixing charges | L.S. | 16.12 | 2
Calculated W - SUM of the Amount column above
W as printed in the DAR |  |  |  |  | 1112.24
Difference (calculated - printed)
SAY (Rs.) - final DAR rate as printed (fixed value, not computed) |  |  |  |  | 1488.1
18.17 | Providing and fixing gun metal gate valve with C.I. wheel of approved quality (screwed end) :
18.17.6 | 80 mm nominal bore
Details of cost for 1 no ¦ Source: CivilDAR_2019_Vol_2.pdf, page 535
Code | Description | Unit | Quantity | Rate (Rs.) | Amount (Rs.) | Note
1932 | Brass full way valve with C.I. wheel (screwed end) 80 mm dia | each | 1 | 1620
9988 | Carriage of materials and fixing charges | L.S. | 18.85 | 2
Calculated W - SUM of the Amount column above
W as printed in the DAR |  |  |  |  | 1657.7
Difference (calculated - printed)
SAY (Rs.) - final DAR rate as printed (fixed value, not computed) |  |  |  |  | 2217.9
18.18 | Providing and fixing ball valve (brass) of approved quality, High or low pressure, with plastic floats complete :
18.18.1 | 15 mm nominal bore
Details of cost for 1 no ¦ Source: CivilDAR_2019_Vol_2.pdf, page 536
Code | Description | Unit | Quantity | Rate (Rs.) | Amount (Rs.) | Note
1922 | H.P. or L.P. ball valve with polythene floats: 15 mm dia | each | 1 | 210
9988 | Carriage of materials and fixing charges | L.S. | 21.58 | 2
Calculated W - SUM of the Amount column above
W as printed in the DAR |  |  |  |  | 253.16
Difference (calculated - printed)
SAY (Rs.) - final DAR rate as printed (fixed value, not computed) |  |  |  |  | 338.7
18.18 | Providing and fixing ball valve (brass) of approved quality, High or low pressure, with plastic floats complete :
18.18.2 | 20 mm nominal bore
Details of cost for 1 no ¦ Source: CivilDAR_2019_Vol_2.pdf, page 536
Code | Description | Unit | Quantity | Rate (Rs.) | Amount (Rs.) | Note
1923 | H.P. or L.P. ball valve with polythene floats: 20 mm dia | each | 1 | 235
9988 | Carriage of materials and fixing charges | L.S. | 26.91 | 2
Calculated W - SUM of the Amount column above
W as printed in the DAR |  |  |  |  | 288.82
Difference (calculated - printed)
SAY (Rs.) - final DAR rate as printed (fixed value, not computed) |  |  |  |  | 386.4
18.18 | Providing and fixing ball valve (brass) of approved quality, High or low pressure, with plastic floats complete :
18.18.3 | 25 mm nominal bore
Details of cost for 1 no ¦ Source: CivilDAR_2019_Vol_2.pdf, page 537
Code | Description | Unit | Quantity | Rate (Rs.) | Amount (Rs.) | Note
1924 | H.P. or L.P. ball valve with polythene floats: 25 mm dia | each | 1 | 230
9988 | Carriage of materials and fixing charges | L.S. | 32.24 | 2
Calculated W - SUM of the Amount column above
W as printed in the DAR |  |  |  |  | 294.48
Difference (calculated - printed)
SAY (Rs.) - final DAR rate as printed (fixed value, not computed) |  |  |  |  | 394
18.19 | Providing and fixing gun metal non- return valve of approved quality (screwed end) :
18.19.1 | 25 mm nominal bore
18.19.1.1 | Horizontal
Details of cost for 1 no ¦ Source: CivilDAR_2019_Vol_2.pdf, page 537
Code | Description | Unit | Quantity | Rate (Rs.) | Amount (Rs.) | Note
1933 | Gunmetal non-return valve-horizontal (screwed end) 25 mm dia | each | 1 | 330
9988 | Carriage of materials and fixing charges | L.S. | 13.52 | 2
Calculated W - SUM of the Amount column above
W as printed in the DAR |  |  |  |  | 357.04
Difference (calculated - printed)
SAY (Rs.) - final DAR rate as printed (fixed value, not computed) |  |  |  |  | 477.7
18.19 | Providing and fixing gun metal non- return valve of approved quality (screwed end) :
18.19.1 | 25 mm nominal bore
18.19.1.2 | Vertical
Details of cost for 1 no ¦ Source: CivilDAR_2019_Vol_2.pdf, page 537
Code | Description | Unit | Quantity | Rate (Rs.) | Amount (Rs.) | Note
3080 | Gunmetal non-return valve-vertical (screwed end) 25 mm dia | each | 1 | 350
9988 | Carriage of materials and fixing charges | L.S. | 13.52 | 2
Calculated W - SUM of the Amount column above
W as printed in the DAR |  |  |  |  | 377.04
Difference (calculated - printed)
SAY (Rs.) - final DAR rate as printed (fixed value, not computed) |  |  |  |  | 504.45
18.19 | Providing and fixing gun metal non- return valve of approved quality (screwed end) :
18.19.2 | 32 mm nominal bore
18.19.2.1 | Horizontal
Details of cost for 1 no ¦ Source: CivilDAR_2019_Vol_2.pdf, page 538
Code | Description | Unit | Quantity | Rate (Rs.) | Amount (Rs.) | Note
1934 | Gunmetal non-return valve-horizontal (screwed end) 32 mm dia | each | 1 | 450
9988 | Carriage of materials and fixing charges | L.S. | 14.82 | 2
Calculated W - SUM of the Amount column above
W as printed in the DAR |  |  |  |  | 479.64
Difference (calculated - printed)
SAY (Rs.) - final DAR rate as printed (fixed value, not computed) |  |  |  |  | 641.75
18.19 | Providing and fixing gun metal non- return valve of approved quality (screwed end) :
18.19.2 | 32 mm nominal bore
18.19.2.2 | Vertical
Details of cost for 1 no ¦ Source: CivilDAR_2019_Vol_2.pdf, page 538
Code | Description | Unit | Quantity | Rate (Rs.) | Amount (Rs.) | Note
3084 | Gunmetal non-return valve-vertical (screwed end) 32 mm dia | each | 1 | 500
9988 | Carriage of materials and fixing charges | L.S. | 14.82 | 2
Calculated W - SUM of the Amount column above
W as printed in the DAR |  |  |  |  | 529.64
Difference (calculated - printed)
SAY (Rs.) - final DAR rate as printed (fixed value, not computed) |  |  |  |  | 708.65
18.19 | Providing and fixing gun metal non- return valve of approved quality (screwed end) :
18.19.3 | 40 mm nominal bore
18.19.3.1 | Horizontal
Details of cost for 1 no ¦ Source: CivilDAR_2019_Vol_2.pdf, page 539
Code | Description | Unit | Quantity | Rate (Rs.) | Amount (Rs.) | Note
1935 | Gunmetal non-return valve-horizontal (screwed end) 40 mm dia | each | 1 | 560
9988 | Carriage of materials and fixing charges | L.S. | 16.12 | 2
Calculated W - SUM of the Amount column above
W as printed in the DAR |  |  |  |  | 592.24
Difference (calculated - printed)
SAY (Rs.) - final DAR rate as printed (fixed value, not computed) |  |  |  |  | 792.4
18.19 | Providing and fixing gun metal non- return valve of approved quality (screwed end) :
18.19.3 | 40 mm nominal bore
18.19.3.2 | Vertical
Details of cost for 1 no ¦ Source: CivilDAR_2019_Vol_2.pdf, page 539
Code | Description | Unit | Quantity | Rate (Rs.) | Amount (Rs.) | Note
3088 | Gunmetal non-return valve-vertical (screwed end) 40 mm dia | each | 1 | 700
9988 | Carriage of materials and fixing charges | L.S. | 16.12 | 2
Calculated W - SUM of the Amount column above
W as printed in the DAR |  |  |  |  | 732.24
Difference (calculated - printed)
SAY (Rs.) - final DAR rate as printed (fixed value, not computed) |  |  |  |  | 979.7
18.19 | Providing and fixing gun metal non- return valve of approved quality (screwed end) :
18.19.4 | 50 mm nominal bore
18.19.4.1 | Horizontal
Details of cost for 1 no ¦ Source: CivilDAR_2019_Vol_2.pdf, page 539
Code | Description | Unit | Quantity | Rate (Rs.) | Amount (Rs.) | Note
1936 | Gunmetal non-return valve-horizontal (screwed end) 50 mm dia | each | 1 | 820
9988 | Carriage of materials and fixing charges | L.S. | 17.55 | 2
Calculated W - SUM of the Amount column above
W as printed in the DAR |  |  |  |  | 855.1
Difference (calculated - printed)
SAY (Rs.) - final DAR rate as printed (fixed value, not computed) |  |  |  |  | 1144.05
18.19 | Providing and fixing gun metal non- return valve of approved quality (screwed end) :
18.19.4 | 50 mm nominal bore
18.19.4.2 | Vertical
Details of cost for 1 no ¦ Source: CivilDAR_2019_Vol_2.pdf, page 540
Code | Description | Unit | Quantity | Rate (Rs.) | Amount (Rs.) | Note
3092 | Gunmetal non-return valve-vertical (screwed end) 50 mm dia | each | 1 | 900
9988 | Carriage of materials and fixing charges | L.S. | 17.55 | 2
Calculated W - SUM of the Amount column above
W as printed in the DAR |  |  |  |  | 935.1
Difference (calculated - printed)
SAY (Rs.) - final DAR rate as printed (fixed value, not computed) |  |  |  |  | 1251.1
18.19 | Providing and fixing gun metal non- return valve of approved quality (screwed end) :
18.19.5 | 65 mm nominal bore
18.19.5.1 | Horizontal
Details of cost for 1 no ¦ Source: CivilDAR_2019_Vol_2.pdf, page 540
Code | Description | Unit | Quantity | Rate (Rs.) | Amount (Rs.) | Note
1937 | Gunmetal non-return valve-horizontal (screwed end) 65 mm dia | each | 1 | 1490
9988 | Carriage of materials and fixing charges | L.S. | 18.85 | 2
Calculated W - SUM of the Amount column above
W as printed in the DAR |  |  |  |  | 1527.7
Difference (calculated - printed)
SAY (Rs.) - final DAR rate as printed (fixed value, not computed) |  |  |  |  | 2043.95
18.19 | Providing and fixing gun metal non- return valve of approved quality (screwed end) :
18.19.5 | 65 mm nominal bore
18.19.5.2 | Vertical
Details of cost for 1 no ¦ Source: CivilDAR_2019_Vol_2.pdf, page 541
Code | Description | Unit | Quantity | Rate (Rs.) | Amount (Rs.) | Note
3096 | Gunmetal non-return valve-vertical (screwed end) 65 mm dia | each | 1 | 1500
9988 | Carriage of materials and fixing charges | L.S. | 18.85 | 2
Calculated W - SUM of the Amount column above
W as printed in the DAR |  |  |  |  | 1537.7
Difference (calculated - printed)
SAY (Rs.) - final DAR rate as printed (fixed value, not computed) |  |  |  |  | 2057.35
18.19 | Providing and fixing gun metal non- return valve of approved quality (screwed end) :
18.19.6 | 80 mm nominal bore
18.19.6.1 | Horizontal
Details of cost for 1 no ¦ Source: CivilDAR_2019_Vol_2.pdf, page 541
Code | Description | Unit | Quantity | Rate (Rs.) | Amount (Rs.) | Note
1938 | Gunmetal non-return valve-horizontal (screwed end) 80 mm dia | each | 1 | 2120
9988 | Carriage of materials and fixing charges | L.S. | 20.28 | 2
Calculated W - SUM of the Amount column above
W as printed in the DAR |  |  |  |  | 2160.56
Difference (calculated - printed)
SAY (Rs.) - final DAR rate as printed (fixed value, not computed) |  |  |  |  | 2890.7
18.19 | Providing and fixing gun metal non- return valve of approved quality (screwed end) :
18.19.6 | 80 mm nominal bore
18.19.6.2 | Vertical
Details of cost for 1 no ¦ Source: CivilDAR_2019_Vol_2.pdf, page 541
Code | Description | Unit | Quantity | Rate (Rs.) | Amount (Rs.) | Note
3300 | Gunmetal non-return valve-vertical (screwed end) 80 mm dia | each | 1 | 2500
9988 | Carriage of materials and fixing charges | L.S. | 20.28 | 2
Calculated W - SUM of the Amount column above
W as printed in the DAR |  |  |  |  | 2540.56
Difference (calculated - printed)
SAY (Rs.) - final DAR rate as printed (fixed value, not computed) |  |  |  |  | 3399.1
18.20 | Providing and fixing brass ferrule with C.I. mouth cover including boring and tapping the main :
18.20.1 | 15 mm nominal bore
Details of cost for 1 no ¦ Source: CivilDAR_2019_Vol_2.pdf, page 542
Code | Description | Unit | Quantity | Rate (Rs.) | Amount (Rs.) | Note
1360 | C.I.mouth, brass ferrule 15 mm dia | each | 1 | 140
9988 | Carriage of materials and fixing charges | L.S. | 40.3 | 2
Calculated W - SUM of the Amount column above
W as printed in the DAR |  |  |  |  | 220.6
Difference (calculated - printed)
SAY (Rs.) - final DAR rate as printed (fixed value, not computed) |  |  |  |  | 295.15
18.20 | Providing and fixing brass ferrule with C.I. mouth cover including boring and tapping the main :
18.20.2 | 20 mm nominal bore
Details of cost for 1 no ¦ Source: CivilDAR_2019_Vol_2.pdf, page 542
Code | Description | Unit | Quantity | Rate (Rs.) | Amount (Rs.) | Note
1361 | C.I.mouth, brass ferrule 20 mm dia | each | 1 | 160
9988 | Carriage of materials and fixing charges | L.S. | 47.19 | 2
Calculated W - SUM of the Amount column above
W as printed in the DAR |  |  |  |  | 254.38
Difference (calculated - printed)
SAY (Rs.) - final DAR rate as printed (fixed value, not computed) |  |  |  |  | 340.35
18.20 | Providing and fixing brass ferrule with C.I. mouth cover including boring and tapping the main :
18.20.3 | 25 mm nominal bore
Details of cost for 1 no ¦ Source: CivilDAR_2019_Vol_2.pdf, page 543
Code | Description | Unit | Quantity | Rate (Rs.) | Amount (Rs.) | Note
1362 | C.I.mouth, brass ferrule 25 mm dia | each | 1 | 220
9988 | Carriage of materials and fixing charges | L.S. | 53.82 | 2
Calculated W - SUM of the Amount column above
W as printed in the DAR |  |  |  |  | 327.64
Difference (calculated - printed)
SAY (Rs.) - final DAR rate as printed (fixed value, not computed) |  |  |  |  | 438.35
18.21 | Providing and fixing uplasticised PVC connection pipe with brass unions :
18.21.1 | 30 cm length
18.21.1.1 | 15 mm nominal bore
Details of cost for 1 no ¦ Source: CivilDAR_2019_Vol_2.pdf, page 543
Code | Description | Unit | Quantity | Rate (Rs.) | Amount (Rs.) | Note
1687 | Unplasticised P.V.C.connection pipe with brass union 30 cm long 15 mm bore | each | 1 | 30
9988 | Carriage of materials and fixing charges | L.S. | 12.22 | 2
Calculated W - SUM of the Amount column above
W as printed in the DAR |  |  |  |  | 54.44
Difference (calculated - printed)
SAY (Rs.) - final DAR rate as printed (fixed value, not computed) |  |  |  |  | 72.85
18.21 | Providing and fixing uplasticised PVC connection pipe with brass unions :
18.21.1 | 30 cm length
18.21.1.2 | 20 mm nominal bore
Details of cost for 1 no ¦ Source: CivilDAR_2019_Vol_2.pdf, page 543
Code | Description | Unit | Quantity | Rate (Rs.) | Amount (Rs.) | Note
1688 | Unplasticised P.V.C.connection pipe with brass union 30 cm long 20 mm bore | each | 1 | 35
9988 | Carriage of materials and fixing charges | L.S. | 12.22 | 2
Calculated W - SUM of the Amount column above
W as printed in the DAR |  |  |  |  | 59.44
Difference (calculated - printed)
SAY (Rs.) - final DAR rate as printed (fixed value, not computed) |  |  |  |  | 79.55
18.21 | Providing and fixing uplasticised PVC connection pipe with brass unions :
18.21.2 | 45 cm length
18.21.2.1 | 15 mm nominal bore
Details of cost for 1 no ¦ Source: CivilDAR_2019_Vol_2.pdf, page 544
Code | Description | Unit | Quantity | Rate (Rs.) | Amount (Rs.) | Note
1689 | Unplasticised P.V.C.connection pipe with brass union 45 cm long 15 mm bore | each | 1 | 35
9988 | Carriage of materials and fixing charges | L.S. | 13.52 | 2
Calculated W - SUM of the Amount column above
W as printed in the DAR |  |  |  |  | 62.04
Difference (calculated - printed)
SAY (Rs.) - final DAR rate as printed (fixed value, not computed) |  |  |  |  | 83
18.21 | Providing and fixing uplasticised PVC connection pipe with brass unions :
18.21.2 | 45 cm length
18.21.2.2 | 20 mm nominal bore
Details of cost for 1 no ¦ Source: CivilDAR_2019_Vol_2.pdf, page 544
Code | Description | Unit | Quantity | Rate (Rs.) | Amount (Rs.) | Note
1690 | Unplasticised P.V.C.connection pipe with brass union 45 cm long 20 mm bore | each | 1 | 48
9988 | Carriage of materials and fixing charges | L.S. | 13.52 | 2
Calculated W - SUM of the Amount column above
W as printed in the DAR |  |  |  |  | 75.04
Difference (calculated - printed)
SAY (Rs.) - final DAR rate as printed (fixed value, not computed) |  |  |  |  | 100.4
18.22 | Providing and fixing C.P. brass shower rose with 15 or 20 mm inlet :
18.22.1 | 100 mm diameter
Details of cost for 1 no ¦ Source: CivilDAR_2019_Vol_2.pdf, page 545
Code | Description | Unit | Quantity | Rate (Rs.) | Amount (Rs.) | Note
1878 | Shower rose C.P.brass for 15 to 20 mm inlet 100 mm dia | each | 1 | 100
9988 | Carriage of materials and fixing charges | L.S. | 6.76 | 2
Calculated W - SUM of the Amount column above
W as printed in the DAR |  |  |  |  | 113.52
Difference (calculated - printed)
SAY (Rs.) - final DAR rate as printed (fixed value, not computed) |  |  |  |  | 151.9
18.22 | Providing and fixing C.P. brass shower rose with 15 or 20 mm inlet :
18.22.2 | 150 mm diameter
Details of cost for 1 no ¦ Source: CivilDAR_2019_Vol_2.pdf, page 545
Code | Description | Unit | Quantity | Rate (Rs.) | Amount (Rs.) | Note
1879 | Shower rose C.P.brass for 15 to 20 mm i nlet 150 mm dia | each | 1 | 125
9988 | Carriage of materials and fixing charges | L.S. | 8.06 | 2
Calculated W - SUM of the Amount column above
W as printed in the DAR |  |  |  |  | 141.12
Difference (calculated - printed)
SAY (Rs.) - final DAR rate as printed (fixed value, not computed) |  |  |  |  | 188.8
18.23 | Laying in position centrifugally cast (spun) iron S&S or flanged pipes (excluding cost of pipe).
Details of cost for 5.14 quintal ¦ Source: CivilDAR_2019_Vol_2.pdf, page 546
Code | Description | Unit | Quantity | Rate (Rs.) | Amount (Rs.) | Note
0116 | Fitter (grade 1) | day | 0.17 | 738
0117 | Assistant Fitter or 2nd class Fitter | day | 0.17 | 679
0114 | Beldar | day | 1.33 | 558
9999 | Sundries | L.S. | 16.12 | 2
Calculated W - SUM of the Amount column above
W as printed in the DAR |  |  |  |  | 1015.27
Difference (calculated - printed)
SAY (Rs.) - final DAR rate as printed (fixed value, not computed) |  |  |  |  | 264.25
18.24 | Laying in position S&S or flanged C.I. special such as tees, bends, collars, tapers and caps etc.(excluding cost of specials).
Details of cost for 7 quintal ¦ Source: CivilDAR_2019_Vol_2.pdf, page 546
Code | Description | Unit | Quantity | Rate (Rs.) | Amount (Rs.) | Note
0116 | Fitter (grade 1) | day | 0.93 | 738
0117 | Assistant Fitter or 2nd class Fitter | day | 0.62 | 679
0114 | Beldar | day | 2.48 | 558
9999 | Sundries | L.S. | 40.17 | 2
Calculated W - SUM of the Amount column above
W as printed in the DAR |  |  |  |  | 2571.5
Difference (calculated - printed)
SAY (Rs.) - final DAR rate as printed (fixed value, not computed) |  |  |  |  | 491.5
18.25 | Providing and laying S&S C.I. standard specials such as tees, bends, collars, tapers, caps etc. (Heavy class):
18.25.1 | Up to 300 mm dia
Details of cost for 1 quintal ¦ Source: CivilDAR_2019_Vol_2.pdf, page 547
Code | Description | Unit | Quantity | Rate (Rs.) | Amount (Rs.) | Note
1464 | S & S.C.I.standard specials upto 300 mm dia (heavy class) | quintal | 1 | 3600
2309 | Carriage of Cast iron fittings | tonne | 0.1 | 92.24
18.24 | Rate as per item 18.24 - Laying in position S&S or flanged C.I. special such as tees, bends, collars, tapers and caps etc.(excluding... | quintal | 1 | 491.5
Calculated W - SUM of the Amount column above
W as printed in the DAR |  |  |  |  | 4100.72
Difference (calculated - printed)
SAY (Rs.) - final DAR rate as printed (fixed value, not computed) |  |  |  |  | 5320.4
18.25 | Providing and laying S&S C.I. standard specials such as tees, bends, collars, tapers, caps etc. (Heavy class):
18.25.2 | Over 300 mm dia
Details of cost for 1 quintal ¦ Source: CivilDAR_2019_Vol_2.pdf, page 547
Code | Description | Unit | Quantity | Rate (Rs.) | Amount (Rs.) | Note
1466 | S & S.C.I.standard specials over 300 mm dia (heavy class) | quintal | 1 | 3700
2309 | Carriage of Cast iron fittings | tonne | 0.1 | 92.24
18.24 | Rate as per item 18.24 - Laying in position S&S or flanged C.I. special such as tees, bends, collars, tapers and caps etc.(excluding... | quintal | 1 | 491.5
Calculated W - SUM of the Amount column above
W as printed in the DAR |  |  |  |  | 4200.72
Difference (calculated - printed)
SAY (Rs.) - final DAR rate as printed (fixed value, not computed) |  |  |  |  | 5454.2
18.26 | Providing and laying flanged C.I. standard specials such as tees, bends, collars, tapers, caps etc., suitable for flanged jointing as per IS : 1538 :
18.26.1 | Up to 300 mm dia
Details of cost for 1 quintal ¦ Source: CivilDAR_2019_Vol_2.pdf, page 548
Code | Description | Unit | Quantity | Rate (Rs.) | Amount (Rs.) | Note
1468 | Flanged C.I. standard specials upto 300 mm dia(heavy class) | quintal | 1 | 5500
2309 | Carriage of Cast iron fittings | tonne | 0.1 | 92.24
18.24 | Rate as per item 18.24 - Laying in position S&S or flanged C.I. special such as tees, bends, collars, tapers and caps etc.(excluding... | quintal | 1 | 491.5
Calculated W - SUM of the Amount column above
W as printed in the DAR |  |  |  |  | 6000.72
Difference (calculated - printed)
SAY (Rs.) - final DAR rate as printed (fixed value, not computed) |  |  |  |  | 7862.5
18.26 | Providing and laying flanged C.I. standard specials such as tees, bends, collars, tapers, caps etc., suitable for flanged jointing as per IS : 1538 :
18.26.2 | Over 300 mm dia
Details of cost for 1 quintal ¦ Source: CivilDAR_2019_Vol_2.pdf, page 548
Code | Description | Unit | Quantity | Rate (Rs.) | Amount (Rs.) | Note
1470 | Flanged C.I. standard specials over 300 mm dia(heavy class) | quintal | 1 | 5500
2309 | Carriage of Cast iron fittings | tonne | 0.1 | 92.24
18.24 | Rate as per item 18.24 - Laying in position S&S or flanged C.I. special such as tees, bends, collars, tapers and caps etc.(excluding... | quintal | 1 | 491.5
Calculated W - SUM of the Amount column above
W as printed in the DAR |  |  |  |  | 6000.72
Difference (calculated - printed)
SAY (Rs.) - final DAR rate as printed (fixed value, not computed) |  |  |  |  | 7862.5
18.27 | Providing and laying S&S centrifugally cast (spun) iron pipes (Class LA) conforming to IS - 1536 :
18.27.1 | 100 mm dia pipe
Details of cost for 10 metre ¦ Source: CivilDAR_2019_Vol_2.pdf, page 549
Code | Description | Unit | Quantity | Rate (Rs.) | Amount (Rs.) | Note
7697 | S&S Centrifugally (Spun) C.I. Pipe class LA 100mm dia | metre | 10 | 857
2319 | Carriage of Spun iron S & S pipes 100 mm dia | 100 metre | 0.1 | 226.82
18.23 | Rate as per item 18.23 - Laying in position centrifugally cast (spun) iron S&S or flanged pipes (excluding cost of pipe) | quintal | 1.98 | 264.25
Calculated W - SUM of the Amount column above
W as printed in the DAR |  |  |  |  | 9115.9
Difference (calculated - printed)
SAY (Rs.) - final DAR rate as printed (fixed value, not computed) |  |  |  |  | 1201.95
18.27 | Providing and laying S&S centrifugally cast (spun) iron pipes (Class LA) conforming to IS - 1536 :
18.27.2 | 125 mm dia pipe
Details of cost for 10 metre ¦ Source: CivilDAR_2019_Vol_2.pdf, page 550
Code | Description | Unit | Quantity | Rate (Rs.) | Amount (Rs.) | Note
7698 | S&S Centrifugally (Spun) C.I. Pipe class LA 125mm dia | metre | 10 | 1067
2320 | Carriage of Spun iron S & S pipes 125 mm dia | 100 metre | 0.1 | 302.97
18.23 | Rate as per item 18.23 - Laying in position centrifugally cast (spun) iron S&S or flanged pipes (excluding cost of pipe) | quintal | 2.58 | 264.25
Calculated W - SUM of the Amount column above
W as printed in the DAR |  |  |  |  | 11382.06
Difference (calculated - printed)
SAY (Rs.) - final DAR rate as printed (fixed value, not computed) |  |  |  |  | 1499.8
18.27 | Providing and laying S&S centrifugally cast (spun) iron pipes (Class LA) conforming to IS - 1536 :
18.27.3 | 150 mm dia pipe
Details of cost for 10 metre ¦ Source: CivilDAR_2019_Vol_2.pdf, page 550
Code | Description | Unit | Quantity | Rate (Rs.) | Amount (Rs.) | Note
7699 | S&S Centrifugally (Spun) C.I. Pipe class LA 150mm dia | metre | 10 | 1286
2321 | Carriage of Spun iron S & S pipes 150 mm dia | 100 metre | 0.1 | 378.03
18.23 | Rate as per item 18.23 - Laying in position centrifugally cast (spun) iron S&S or flanged pipes (excluding cost of pipe) | quintal | 3.22 | 264.25
Calculated W - SUM of the Amount column above
W as printed in the DAR |  |  |  |  | 13748.69
Difference (calculated - printed)
SAY (Rs.) - final DAR rate as printed (fixed value, not computed) |  |  |  |  | 1810.75
18.27 | Providing and laying S&S centrifugally cast (spun) iron pipes (Class LA) conforming to IS - 1536 :
18.27.4 | 200 mm dia pipe
Details of cost for 10 metre ¦ Source: CivilDAR_2019_Vol_2.pdf, page 551
Code | Description | Unit | Quantity | Rate (Rs.) | Amount (Rs.) | Note
7700 | S&S Centrifugally (Spun) C.I. Pipe class LA 200mm dia | metre | 10 | 2190
2322 | Carriage of Spun iron S & S pipes 200 mm dia | 100 metre | 0.1 | 614.93
18.23 | Rate as per item 18.23 - Laying in position centrifugally cast (spun) iron S&S or flanged pipes (excluding cost of pipe) | quintal | 4.71 | 264.25
Calculated W - SUM of the Amount column above
W as printed in the DAR |  |  |  |  | 23206.11
Difference (calculated - printed)
SAY (Rs.) - final DAR rate as printed (fixed value, not computed) |  |  |  |  | 3062.75
18.27 | Providing and laying S&S centrifugally cast (spun) iron pipes (Class LA) conforming to IS - 1536 :
18.27.5 | 250 mm dia pipe
Details of cost for 10 metre ¦ Source: CivilDAR_2019_Vol_2.pdf, page 551
Code | Description | Unit | Quantity | Rate (Rs.) | Amount (Rs.) | Note
7701 | S&S Centrifugally (Spun) C.I. Pipe class LA 250mm dia | metre | 10 | 2857
2323 | Carriage of Spun iron S & S pipes 250 mm dia | 100 metre | 0.1 | 873.84
18.23 | Rate as per item 18.23 - Laying in position centrifugally cast (spun) iron S&S or flanged pipes (excluding cost of pipe) | quintal | 6.35 | 264.25
Calculated W - SUM of the Amount column above
W as printed in the DAR |  |  |  |  | 30335.37
Difference (calculated - printed)
SAY (Rs.) - final DAR rate as printed (fixed value, not computed) |  |  |  |  | 4002
18.27 | Providing and laying S&S centrifugally cast (spun) iron pipes (Class LA) conforming to IS - 1536 :
18.27.6 | 300 mm dia pipe
Details of cost for 10 metre ¦ Source: CivilDAR_2019_Vol_2.pdf, page 552
Code | Description | Unit | Quantity | Rate (Rs.) | Amount (Rs.) | Note
7702 | S&S Centrifugally (Spun) C.I. Pipe class LA 300mm dia | metre | 10 | 3857
2324 | Carriage of Spun iron S & S pipes 300 mm dia | 100 metre | 0.1 | 1080.08
18.23 | Rate as per item 18.23 - Laying in position centrifugally cast (spun) iron S&S or flanged pipes (excluding cost of pipe) | quintal | 8.18 | 264.25
Calculated W - SUM of the Amount column above
W as printed in the DAR |  |  |  |  | 40839.57
Difference (calculated - printed)
SAY (Rs.) - final DAR rate as printed (fixed value, not computed) |  |  |  |  | 5391.05
18.27 | Providing and laying S&S centrifugally cast (spun) iron pipes (Class LA) conforming to IS - 1536 :
18.27.7 | 350 mm dia pipe
Details of cost for 10 metre ¦ Source: CivilDAR_2019_Vol_2.pdf, page 552
Code | Description | Unit | Quantity | Rate (Rs.) | Amount (Rs.) | Note
7703 | S&S Centrifugally (Spun) C.I. Pipe class LA 350mm dia | metre | 10 | 4619
2325 | Carriage of Spun iron S & S pipes 350 mm dia | 100 metre | 0.1 | 1512.11
18.23 | Rate as per item 18.23 - Laying in position centrifugally cast (spun) iron S&S or flanged pipes (excluding cost of pipe) | quintal | 10.31 | 264.25
Calculated W - SUM of the Amount column above
W as printed in the DAR |  |  |  |  | 49065.63
Difference (calculated - printed)
SAY (Rs.) - final DAR rate as printed (fixed value, not computed) |  |  |  |  | 6472.6
18.27 | Providing and laying S&S centrifugally cast (spun) iron pipes (Class LA) conforming to IS - 1536 :
18.27.8 | 400 mm dia pipe
Details of cost for 10 metre ¦ Source: CivilDAR_2019_Vol_2.pdf, page 553
Code | Description | Unit | Quantity | Rate (Rs.) | Amount (Rs.) | Note
7704 | S&S Centrifugally (Spun) C.I. Pipe class LA 400mm dia | metre | 10 | 6095
2326 | Carriage of Spun iron S & S pipes 400 mm dia | 100 metre | 0.1 | 2061.97
18.23 | Rate as per item 18.23 - Laying in position centrifugally cast (spun) iron S&S or flanged pipes (excluding cost of pipe) | quintal | 12.55 | 264.25
Calculated W - SUM of the Amount column above
W as printed in the DAR |  |  |  |  | 64472.53
Difference (calculated - printed)
SAY (Rs.) - final DAR rate as printed (fixed value, not computed) |  |  |  |  | 8513.95
18.27 | Providing and laying S&S centrifugally cast (spun) iron pipes (Class LA) conforming to IS - 1536 :
18.27.9 | 450 mm dia pipe
Details of cost for 10 metre ¦ Source: CivilDAR_2019_Vol_2.pdf, page 553
Code | Description | Unit | Quantity | Rate (Rs.) | Amount (Rs.) | Note
7705 | S&S Centrifugally (Spun) C.I. Pipe class LA 450mm dia | metre | 10 | 7381
2327 | Carriage of Spun iron S & S pipes 450 mm dia | 100 metre | 0.1 | 2520.19
18.23 | Rate as per item 18.23 - Laying in position centrifugally cast (spun) iron S&S or flanged pipes (excluding cost of pipe) | quintal | 15.13 | 264.25
Calculated W - SUM of the Amount column above
W as printed in the DAR |  |  |  |  | 78060.12
Difference (calculated - printed)
SAY (Rs.) - final DAR rate as printed (fixed value, not computed) |  |  |  |  | 10308.85
18.27 | Providing and laying S&S centrifugally cast (spun) iron pipes (Class LA) conforming to IS - 1536 :
18.27.10 | 500 mm dia pipe
Details of cost for 10 metre ¦ Source: CivilDAR_2019_Vol_2.pdf, page 554
Code | Description | Unit | Quantity | Rate (Rs.) | Amount (Rs.) | Note
7706 | S&S Centrifugally (Spun) C.I. Pipe class LA 500mm dia | metre | 10 | 8571
2328 | Carriage of Spun iron S & S pipes 500 mm dia | 100 metre | 0.1 | 2520.19
18.23 | Rate as per item 18.23 - Laying in position centrifugally cast (spun) iron S&S or flanged pipes (excluding cost of pipe) | quintal | 17.71 | 264.25
Calculated W - SUM of the Amount column above
W as printed in the DAR |  |  |  |  | 90641.89
Difference (calculated - printed)
SAY (Rs.) - final DAR rate as printed (fixed value, not computed) |  |  |  |  | 11969.15
18.27 | Providing and laying S&S centrifugally cast (spun) iron pipes (Class LA) conforming to IS - 1536 :
18.27.11 | 600 mm dia pipe
Details of cost for 10 metre ¦ Source: CivilDAR_2019_Vol_2.pdf, page 554
Code | Description | Unit | Quantity | Rate (Rs.) | Amount (Rs.) | Note
7707 | S&S Centrifugally (Spun) C.I. Pipe class LA 600mm dia | metre | 10 | 11995
2329 | Carriage of Spun iron S & S pipes 600mm dia | 100 metre | 0.1 | 3780.28
18.23 | Rate as per item 18.23 - Laying in position centrifugally cast (spun) iron S&S or flanged pipes (excluding cost of pipe) | quintal | 23.6 | 264.25
Calculated W - SUM of the Amount column above
W as printed in the DAR |  |  |  |  | 126564.33
Difference (calculated - printed)
SAY (Rs.) - final DAR rate as printed (fixed value, not computed) |  |  |  |  | 16722.75
18.28 | Providing lead caulked joints to spun iron or C.I. pipes and specials, including testing of joints but excluding the cost of pig lead :
18.28.1 | 100 mm diameter pipe
Details of cost for 10 joints ¦ Source: CivilDAR_2019_Vol_2.pdf, page 555
Code | Description | Unit | Quantity | Rate (Rs.) | Amount (Rs.) | Note
1881 | Spun yarn | kilogram | 1.7 | 50
0761 | Fuel wood | quintal | 0.28 | 500
0771 | Kerosene oil | litre | 0.38 | 50
9999 | Sundries | L.S. | 6.76 | 2
9977 | Carriage of materials | L.S. | 5.33 | 2
0116 | Fitter (grade 1) | day | 1 | 738
0117 | Assistant Fitter or 2nd class Fitter | day | 1 | 679
0114 | Beldar | day | 2 | 558
Calculated W - SUM of the Amount column above
W as printed in the DAR |  |  |  |  | 2801.18
Difference (calculated - printed)
SAY (Rs.) - final DAR rate as printed (fixed value, not computed) |  |  |  |  | 374.8
18.28 | Providing lead caulked joints to spun iron or C.I. pipes and specials, including testing of joints but excluding the cost of pig lead :
18.28.2 | 125 mm diameter pipe
Details of cost for 10 joints ¦ Source: CivilDAR_2019_Vol_2.pdf, page 555
Code | Description | Unit | Quantity | Rate (Rs.) | Amount (Rs.) | Note
1881 | Spun yarn | kilogram | 2 | 50
0761 | Fuel wood | quintal | 0.37 | 500
0771 | Kerosene oil | litre | 0.76 | 50
9999 | Sundries | L.S. | 9.49 | 2
9977 | Carriage of materials | L.S. | 9.49 | 2
0116 | Fitter (grade 1) | day | 1.5 | 738
0117 | Assistant Fitter or 2nd class Fitter | day | 1.5 | 679
0114 | Beldar | day | 3 | 558
Calculated W - SUM of the Amount column above
W as printed in the DAR |  |  |  |  | 4160.46
Difference (calculated - printed)
SAY (Rs.) - final DAR rate as printed (fixed value, not computed) |  |  |  |  | 556.65
18.28 | Providing lead caulked joints to spun iron or C.I. pipes and specials, including testing of joints but excluding the cost of pig lead :
18.28.3 | 150 mm diameter pipe
Details of cost for 10 joints ¦ Source: CivilDAR_2019_Vol_2.pdf, page 556
Code | Description | Unit | Quantity | Rate (Rs.) | Amount (Rs.) | Note
1881 | Spun yarn | kilogram | 2.3 | 50
0761 | Fuel wood | quintal | 0.42 | 500
0771 | Kerosene oil | litre | 0.76 | 50
9999 | Sundries | L.S. | 10.79 | 2
9977 | Carriage of materials | L.S. | 10.79 | 2
0116 | Fitter (grade 1) | day | 1.5 | 738
0117 | Assistant Fitter or 2nd class Fitter | day | 1.5 | 679
0114 | Beldar | day | 3 | 558
Calculated W - SUM of the Amount column above
W as printed in the DAR |  |  |  |  | 4205.66
Difference (calculated - printed)
SAY (Rs.) - final DAR rate as printed (fixed value, not computed) |  |  |  |  | 562.7
18.28 | Providing lead caulked joints to spun iron or C.I. pipes and specials, including testing of joints but excluding the cost of pig lead :
18.28.4 | 200 mm diameter pipe
Details of cost for 10 joints ¦ Source: CivilDAR_2019_Vol_2.pdf, page 556
Code | Description | Unit | Quantity | Rate (Rs.) | Amount (Rs.) | Note
1881 | Spun yarn | kilogram | 3 | 50
0761 | Fuel wood | quintal | 0.56 | 500
0771 | Kerosene oil | litre | 0.76 | 50
9999 | Sundries | L.S. | 13.52 | 2
9977 | Carriage of materials | L.S. | 13.52 | 2
0116 | Fitter (grade 1) | day | 2 | 738
0117 | Assistant Fitter or 2nd class Fitter | day | 2 | 679
0114 | Beldar | day | 4 | 558
Calculated W - SUM of the Amount column above
W as printed in the DAR |  |  |  |  | 5588.08
Difference (calculated - printed)
SAY (Rs.) - final DAR rate as printed (fixed value, not computed) |  |  |  |  | 747.65
18.28 | Providing lead caulked joints to spun iron or C.I. pipes and specials, including testing of joints but excluding the cost of pig lead :
18.28.5 | 250 mm diameter pipe
Details of cost for 10 joints ¦ Source: CivilDAR_2019_Vol_2.pdf, page 557
Code | Description | Unit | Quantity | Rate (Rs.) | Amount (Rs.) | Note
1881 | Spun yarn | kilogram | 4 | 50
0761 | Fuel wood | quintal | 0.65 | 500
0771 | Kerosene oil | litre | 1.14 | 50
9999 | Sundries | L.S. | 17.55 | 2
9977 | Carriage of materials | L.S. | 17.55 | 2
0116 | Fitter (grade 1) | day | 2.5 | 738
0117 | Assistant Fitter or 2nd class Fitter | day | 2.5 | 679
0114 | Beldar | day | 5 | 558
Calculated W - SUM of the Amount column above
W as printed in the DAR |  |  |  |  | 6984.7
Difference (calculated - printed)
SAY (Rs.) - final DAR rate as printed (fixed value, not computed) |  |  |  |  | 934.5
18.28 | Providing lead caulked joints to spun iron or C.I. pipes and specials, including testing of joints but excluding the cost of pig lead :
18.28.6 | 300 mm diameter pipe
Details of cost for 10 joints ¦ Source: CivilDAR_2019_Vol_2.pdf, page 557
Code | Description | Unit | Quantity | Rate (Rs.) | Amount (Rs.) | Note
1881 | Spun yarn | kilogram | 5.4 | 50
0761 | Fuel wood | quintal | 0.75 | 500
0771 | Kerosene oil | litre | 1.52 | 50
9999 | Sundries | L.S. | 20.28 | 2
9977 | Carriage of materials | L.S. | 20.28 | 2
0116 | Fitter (grade 1) | day | 3 | 738
0117 | Assistant Fitter or 2nd class Fitter | day | 3 | 679
0114 | Beldar | day | 6 | 558
Calculated W - SUM of the Amount column above
W as printed in the DAR |  |  |  |  | 8401.12
Difference (calculated - printed)
SAY (Rs.) - final DAR rate as printed (fixed value, not computed) |  |  |  |  | 1124
18.28 | Providing lead caulked joints to spun iron or C.I. pipes and specials, including testing of joints but excluding the cost of pig lead :
18.28.7 | 350 mm diameter pipe
Details of cost for 10 joints ¦ Source: CivilDAR_2019_Vol_2.pdf, page 558
Code | Description | Unit | Quantity | Rate (Rs.) | Amount (Rs.) | Note
1881 | Spun yarn | kilogram | 6.2 | 50
0761 | Fuel wood | quintal | 0.93 | 500
0771 | Kerosene oil | litre | 1.7 | 50
9999 | Sundries | L.S. | 24.18 | 2
9977 | Carriage of materials | L.S. | 24.18 | 2
0116 | Fitter (grade 1) | day | 3 | 738
0117 | Assistant Fitter or 2nd class Fitter | day | 3 | 679
0114 | Beldar | day | 6 | 558
Calculated W - SUM of the Amount column above
W as printed in the DAR |  |  |  |  | 8555.72
Difference (calculated - printed)
SAY (Rs.) - final DAR rate as printed (fixed value, not computed) |  |  |  |  | 1144.7
18.28 | Providing lead caulked joints to spun iron or C.I. pipes and specials, including testing of joints but excluding the cost of pig lead :
18.28.8 | 400 mm diameter pipe
Details of cost for 10 joints ¦ Source: CivilDAR_2019_Vol_2.pdf, page 558
Code | Description | Unit | Quantity | Rate (Rs.) | Amount (Rs.) | Note
1881 | Spun yarn | kilogram | 7.4 | 50
0761 | Fuel wood | quintal | 1.12 | 500
0771 | Kerosene oil | litre | 1.7 | 50
9999 | Sundries | L.S. | 26.91 | 2
9977 | Carriage of materials | L.S. | 26.91 | 2
0116 | Fitter (grade 1) | day | 4 | 738
0117 | Assistant Fitter or 2nd class Fitter | day | 4 | 679
0114 | Beldar | day | 8 | 558
Calculated W - SUM of the Amount column above
W as printed in the DAR |  |  |  |  | 11254.64
Difference (calculated - printed)
SAY (Rs.) - final DAR rate as printed (fixed value, not computed) |  |  |  |  | 1505.8
18.28 | Providing lead caulked joints to spun iron or C.I. pipes and specials, including testing of joints but excluding the cost of pig lead :
18.28.9 | 450 mm diameter pipe
Details of cost for 10 joints ¦ Source: CivilDAR_2019_Vol_2.pdf, page 559
Code | Description | Unit | Quantity | Rate (Rs.) | Amount (Rs.) | Note
1881 | Spun yarn | kilogram | 7.9 | 50
0761 | Fuel wood | quintal | 1.21 | 500
0771 | Kerosene oil | litre | 2.27 | 50
9999 | Sundries | L.S. | 31.07 | 2
9977 | Carriage of materials | L.S. | 31.07 | 2
0116 | Fitter (grade 1) | day | 4.5 | 738
0117 | Assistant Fitter or 2nd class Fitter | day | 4.5 | 679
0114 | Beldar | day | 9 | 558
Calculated W - SUM of the Amount column above
W as printed in the DAR |  |  |  |  | 12636.28
Difference (calculated - printed)
SAY (Rs.) - final DAR rate as printed (fixed value, not computed) |  |  |  |  | 1690.65
18.28 | Providing lead caulked joints to spun iron or C.I. pipes and specials, including testing of joints but excluding the cost of pig lead :
18.28.10 | 500 mm diameter pipe
Details of cost for 10 joints ¦ Source: CivilDAR_2019_Vol_2.pdf, page 559
Code | Description | Unit | Quantity | Rate (Rs.) | Amount (Rs.) | Note
1881 | Spun yarn | kilogram | 8.5 | 50
0761 | Fuel wood | quintal | 1.31 | 500
0771 | Kerosene oil | litre | 2.27 | 50
9999 | Sundries | L.S. | 33.67 | 2
9977 | Carriage of materials | L.S. | 33.67 | 2
0116 | Fitter (grade 1) | day | 4.75 | 738
0117 | Assistant Fitter or 2nd class Fitter | day | 4.75 | 679
0114 | Beldar | day | 9.5 | 558
Calculated W - SUM of the Amount column above
W as printed in the DAR |  |  |  |  | 13359.93
Difference (calculated - printed)
SAY (Rs.) - final DAR rate as printed (fixed value, not computed) |  |  |  |  | 1787.5
18.28 | Providing lead caulked joints to spun iron or C.I. pipes and specials, including testing of joints but excluding the cost of pig lead :
18.28.11 | 600 mm diameter pipe
Details of cost for 10 joints ¦ Source: CivilDAR_2019_Vol_2.pdf, page 560
Code | Description | Unit | Quantity | Rate (Rs.) | Amount (Rs.) | Note
1881 | Spun yarn | kilogram | 10.2 | 50
0761 | Fuel wood | quintal | 1.68 | 500
0771 | Kerosene oil | litre | 2.84 | 50
9999 | Sundries | L.S. | 40.3 | 2
9977 | Carriage of materials | L.S. | 40.3 | 2
0116 | Fitter (grade 1) | day | 6.5 | 738
0117 | Assistant Fitter or 2nd class Fitter | day | 6.5 | 679
0114 | Beldar | day | 13 | 558
Calculated W - SUM of the Amount column above
W as printed in the DAR |  |  |  |  | 18117.7
Difference (calculated - printed)
SAY (Rs.) - final DAR rate as printed (fixed value, not computed) |  |  |  |  | 2424.05
18.29 | Supplying pig lead at site of work.
Details of cost for 1 quintal ¦ Source: CivilDAR_2019_Vol_2.pdf, page 560
Code | Description | Unit | Quantity | Rate (Rs.) | Amount (Rs.) | Note
1397 | Pig lead | kilogram | 100 | 176
2341 | Carriage of Pig lead | tonne | 0.1 | 92.24
Calculated W - SUM of the Amount column above
W as printed in the DAR |  |  |  |  | 17609.22
Difference (calculated - printed)
SAY (Rs.) - final DAR rate as printed (fixed value, not computed) |  |  |  |  | 23560.05
18.30 | Providing flanged joints to double flanged C.I./ D.I. pipes and specials, including testing of joints :
18.30.1 | 80 mm diameter pipe
Details of cost for 10 joints ¦ Source: CivilDAR_2019_Vol_2.pdf, page 560
Code | Description | Unit | Quantity | Rate (Rs.) | Amount (Rs.) | Note
1373 | Rubber insertions for 80 mm dia pipe joints | each | 10 | 16
1956 | Bolts and nuts 16 mm dia 60 mm long | each | 40 | 11
9977 | Carriage of materials | L.S. | 2.73 | 2
0116 | Fitter (grade 1) | day | 0.15 | 738
0117 | Assistant Fitter or 2nd class Fitter | day | 0.15 | 679
0114 | Beldar | day | 0.8 | 558
Calculated W - SUM of the Amount column above
W as printed in the DAR |  |  |  |  | 1264.41
Difference (calculated - printed)
SAY (Rs.) - final DAR rate as printed (fixed value, not computed) |  |  |  |  | 169.15
18.30 | Providing flanged joints to double flanged C.I./ D.I. pipes and specials, including testing of joints :
18.30.2 | 100 mm diameter pipe
Details of cost for 10 joints ¦ Source: CivilDAR_2019_Vol_2.pdf, page 561
Code | Description | Unit | Quantity | Rate (Rs.) | Amount (Rs.) | Note
1374 | Rubber insertions for 100 mm dia pipe joints | each | 10 | 18
1956 | Bolts and nuts 16 mm dia 60 mm long | each | 80 | 11
9977 | Carriage of materials | L.S. | 4.16 | 2
0116 | Fitter (grade 1) | day | 0.25 | 738
0117 | Assistant Fitter or 2nd class Fitter | day | 0.25 | 679
0114 | Beldar | day | 1 | 558
Calculated W - SUM of the Amount column above
W as printed in the DAR |  |  |  |  | 1980.57
Difference (calculated - printed)
SAY (Rs.) - final DAR rate as printed (fixed value, not computed) |  |  |  |  | 265
18.30 | Providing flanged joints to double flanged C.I./ D.I. pipes and specials, including testing of joints :
18.30.3 | 125 mm diameter pipe
Details of cost for 10 joints ¦ Source: CivilDAR_2019_Vol_2.pdf, page 561
Code | Description | Unit | Quantity | Rate (Rs.) | Amount (Rs.) | Note
1375 | Rubber insertions for 125 mm dia pipe joints | each | 10 | 20
1957 | Bolts and nuts 16 mm dia 65 mm long | each | 80 | 12
9977 | Carriage of materials | L.S. | 4.16 | 2
0116 | Fitter (grade 1) | day | 0.25 | 738
0117 | Assistant Fitter or 2nd class Fitter | day | 0.25 | 679
0114 | Beldar | day | 1 | 558
Calculated W - SUM of the Amount column above
W as printed in the DAR |  |  |  |  | 2080.57
Difference (calculated - printed)
SAY (Rs.) - final DAR rate as printed (fixed value, not computed) |  |  |  |  | 278.35
18.30 | Providing flanged joints to double flanged C.I./ D.I. pipes and specials, including testing of joints :
18.30.4 | 150 mm diameter pipe
Details of cost for 10 joints ¦ Source: CivilDAR_2019_Vol_2.pdf, page 562
Code | Description | Unit | Quantity | Rate (Rs.) | Amount (Rs.) | Note
1376 | Rubber insertions for 150 mm dia pipe joints | each | 10 | 20
1958 | Bolts and nuts 20 mm dia 65 mm long | each | 80 | 15
9977 | Carriage of materials | L.S. | 4.16 | 2
0116 | Fitter (grade 1) | day | 0.3 | 738
0117 | Assistant Fitter or 2nd class Fitter | day | 0.3 | 679
0114 | Beldar | day | 1.1 | 558
Calculated W - SUM of the Amount column above
W as printed in the DAR |  |  |  |  | 2447.22
Difference (calculated - printed)
SAY (Rs.) - final DAR rate as printed (fixed value, not computed) |  |  |  |  | 327.4
18.30 | Providing flanged joints to double flanged C.I./ D.I. pipes and specials, including testing of joints :
18.30.5 | 200 mm diameter pipe
Details of cost for 10 joints ¦ Source: CivilDAR_2019_Vol_2.pdf, page 562
Code | Description | Unit | Quantity | Rate (Rs.) | Amount (Rs.) | Note
1377 | Rubber insertions for 200 mm dia pipe joints | each | 10 | 25
1959 | Bolts and nuts 20 mm dia 70 mm long | each | 80 | 17
9977 | Carriage of materials | L.S. | 4.16 | 2
0116 | Fitter (grade 1) | day | 0.3 | 738
0117 | Assistant Fitter or 2nd class Fitter | day | 0.3 | 679
0114 | Beldar | day | 1.1 | 558
Calculated W - SUM of the Amount column above
W as printed in the DAR |  |  |  |  | 2657.22
Difference (calculated - printed)
SAY (Rs.) - final DAR rate as printed (fixed value, not computed) |  |  |  |  | 355.5
18.30 | Providing flanged joints to double flanged C.I./ D.I. pipes and specials, including testing of joints :
18.30.6 | 250 mm diameter pipe
Details of cost for 10 joints ¦ Source: CivilDAR_2019_Vol_2.pdf, page 563
Code | Description | Unit | Quantity | Rate (Rs.) | Amount (Rs.) | Note
1378 | Rubber insertions for 250 mm dia pipe joints | each | 10 | 40
1960 | Bolts and nuts 20 mm dia 75 mm long | each | 120 | 16
9977 | Carriage of materials | L.S. | 5.33 | 2
0116 | Fitter (grade 1) | day | 0.4 | 738
0117 | Assistant Fitter or 2nd class Fitter | day | 0.4 | 679
0114 | Beldar | day | 1.3 | 558
Calculated W - SUM of the Amount column above
W as printed in the DAR |  |  |  |  | 3622.86
Difference (calculated - printed)
SAY (Rs.) - final DAR rate as printed (fixed value, not computed) |  |  |  |  | 484.7
18.30 | Providing flanged joints to double flanged C.I./ D.I. pipes and specials, including testing of joints :
18.30.7 | 300 mm diameter pipe
Details of cost for 10 joints ¦ Source: CivilDAR_2019_Vol_2.pdf, page 563
Code | Description | Unit | Quantity | Rate (Rs.) | Amount (Rs.) | Note
1379 | Rubber insertions for 300 mm dia pipe joints | each | 10 | 45
1960 | Bolts and nuts 20 mm dia 75 mm long | each | 120 | 16
9977 | Carriage of materials | L.S. | 5.33 | 2
0116 | Fitter (grade 1) | day | 0.4 | 738
0117 | Assistant Fitter or 2nd class Fitter | day | 0.4 | 679
0114 | Beldar | day | 1.3 | 558
Calculated W - SUM of the Amount column above
W as printed in the DAR |  |  |  |  | 3672.86
Difference (calculated - printed)
SAY (Rs.) - final DAR rate as printed (fixed value, not computed) |  |  |  |  | 491.4
18.30 | Providing flanged joints to double flanged C.I./ D.I. pipes and specials, including testing of joints :
18.30.8 | 350 mm diameter pipe
Details of cost for 10 joints ¦ Source: CivilDAR_2019_Vol_2.pdf, page 564
Code | Description | Unit | Quantity | Rate (Rs.) | Amount (Rs.) | Note
1380 | Rubber insertions for 350 mm dia pipe joints | each | 10 | 50
1961 | Bolts and nuts 20 mm dia 80 mm long | each | 160 | 18
9977 | Carriage of materials | L.S. | 5.33 | 2
0116 | Fitter (grade 1) | day | 0.5 | 738
0117 | Assistant Fitter or 2nd class Fitter | day | 0.5 | 679
0114 | Beldar | day | 1.5 | 558
Calculated W - SUM of the Amount column above
W as printed in the DAR |  |  |  |  | 4936.16
Difference (calculated - printed)
SAY (Rs.) - final DAR rate as printed (fixed value, not computed) |  |  |  |  | 660.45
18.30 | Providing flanged joints to double flanged C.I./ D.I. pipes and specials, including testing of joints :
18.30.9 | 400 mm diameter pipe
Details of cost for 10 joints ¦ Source: CivilDAR_2019_Vol_2.pdf, page 564
Code | Description | Unit | Quantity | Rate (Rs.) | Amount (Rs.) | Note
1381 | Rubber insertions for 400 mm dia pipe joints | each | 10 | 73
1962 | Bolts and nuts 24 mm dia 85 mm long | each | 160 | 28
9977 | Carriage of materials | L.S. | 8.06 | 2
0116 | Fitter (grade 1) | day | 0.5 | 738
0117 | Assistant Fitter or 2nd class Fitter | day | 0.5 | 679
0114 | Beldar | day | 1.5 | 558
Calculated W - SUM of the Amount column above
W as printed in the DAR |  |  |  |  | 6771.62
Difference (calculated - printed)
SAY (Rs.) - final DAR rate as printed (fixed value, not computed) |  |  |  |  | 906
18.30 | Providing flanged joints to double flanged C.I./ D.I. pipes and specials, including testing of joints :
18.30.10 | 450 mm diameter pipe
Details of cost for 10 joints ¦ Source: CivilDAR_2019_Vol_2.pdf, page 565
Code | Description | Unit | Quantity | Rate (Rs.) | Amount (Rs.) | Note
1382 | Rubber insertions for 450 mm dia pipe joints | each | 10 | 92
1962 | Bolts and nuts 24 mm dia 85 mm long | each | 200 | 28
9977 | Carriage of materials | L.S. | 8.06 | 2
0116 | Fitter (grade 1) | day | 0.6 | 738
0117 | Assistant Fitter or 2nd class Fitter | day | 0.6 | 679
0114 | Beldar | day | 1.7 | 558
Calculated W - SUM of the Amount column above
W as printed in the DAR |  |  |  |  | 8334.92
Difference (calculated - printed)
SAY (Rs.) - final DAR rate as printed (fixed value, not computed) |  |  |  |  | 1115.15
18.30 | Providing flanged joints to double flanged C.I./ D.I. pipes and specials, including testing of joints :
18.30.11 | 500 mm diameter pipe
Details of cost for 10 joints ¦ Source: CivilDAR_2019_Vol_2.pdf, page 565
Code | Description | Unit | Quantity | Rate (Rs.) | Amount (Rs.) | Note
1383 | Rubber insertions for 500 mm dia pipe joints | each | 10 | 110
1963 | Bolts and nuts 24 mm dia 90 mm long | each | 200 | 32
9977 | Carriage of materials | L.S. | 8.06 | 2
0116 | Fitter (grade 1) | day | 0.65 | 738
0117 | Assistant Fitter or 2nd class Fitter | day | 0.65 | 679
0114 | Beldar | day | 1.8 | 558
Calculated W - SUM of the Amount column above
W as printed in the DAR |  |  |  |  | 9441.57
Difference (calculated - printed)
SAY (Rs.) - final DAR rate as printed (fixed value, not computed) |  |  |  |  | 1263.2
18.30 | Providing flanged joints to double flanged C.I./ D.I. pipes and specials, including testing of joints :
18.30.12 | 600 mm diameter pipe
Details of cost for 10 joints ¦ Source: CivilDAR_2019_Vol_2.pdf, page 566
Code | Description | Unit | Quantity | Rate (Rs.) | Amount (Rs.) | Note
1384 | Rubber insertions for 600 mm dia pipe joints | each | 10 | 125
1964 | Bolts and nuts 27 mm dia 100 mm long | each | 200 | 38
9977 | Carriage of materials | L.S. | 9.49 | 2
0116 | Fitter (grade 1) | day | 0.75 | 738
0117 | Assistant Fitter or 2nd class Fitter | day | 0.75 | 679
0114 | Beldar | day | 2 | 558
Calculated W - SUM of the Amount column above
W as printed in the DAR |  |  |  |  | 11047.73
Difference (calculated - printed)
SAY (Rs.) - final DAR rate as printed (fixed value, not computed) |  |  |  |  | 1478.1
18.31 | Providing and fixing C.I. sluice valves (with cap) complete with bolts, nuts, rubber insertions etc. (the tail pieces if required will be paid separately) :
18.31.1 | 100 mm diameter
18.31.1.1 | Class I
Details of cost for 10 valves ¦ Source: CivilDAR_2019_Vol_2.pdf, page 566
Code | Description | Unit | Quantity | Rate (Rs.) | Amount (Rs.) | Note
1940 | C.I.sluice valve (with caps) class I : 100 mm dia | each | 10 | 2410
2309 | Carriage of Cast iron fittings | tonne | 0.44 | 92.24
18.24 | Rate as per item 18.24 - Laying in position S&S or flanged C.I. special such as tees, bends, collars, tapers and caps etc.(excluding... | quintal | 4.43 | 491.5
18.30.2 | Rate as per item 18.30.2 - Providing flanged joints to double flanged C.I./ D.I. pipes and specials, including testing of joints - 100... | each | 20 | 265
Calculated W - SUM of the Amount column above
W as printed in the DAR |  |  |  |  | 31617.93
Difference (calculated - printed)
SAY (Rs.) - final DAR rate as printed (fixed value, not computed) |  |  |  |  | 3977.6
18.31 | Providing and fixing C.I. sluice valves (with cap) complete with bolts, nuts, rubber insertions etc. (the tail pieces if required will be paid separately) :
18.31.1 | 100 mm diameter
18.31.1.2 | Class II
Details of cost for 10 valves ¦ Source: CivilDAR_2019_Vol_2.pdf, page 567
Code | Description | Unit | Quantity | Rate (Rs.) | Amount (Rs.) | Note
3311 | C.I.sluice valve (with caps) class II : 100 mm dia | each | 10 | 2700
2309 | Carriage of Cast iron fittings | tonne | 0.56 | 92.24
18.24 | Rate as per item 18.24 - Laying in position S&S or flanged C.I. special such as tees, bends, collars, tapers and caps etc.(excluding... | quintal | 5.63 | 491.5
18.30.2 | Rate as per item 18.30.2 - Providing flanged joints to double flanged C.I./ D.I. pipes and specials, including testing of joints - 100... | each | 20 | 265
Calculated W - SUM of the Amount column above
W as printed in the DAR |  |  |  |  | 35118.8
Difference (calculated - printed)
SAY (Rs.) - final DAR rate as printed (fixed value, not computed) |  |  |  |  | 4426.05
18.31 | Providing and fixing C.I. sluice valves (with cap) complete with bolts, nuts, rubber insertions etc. (the tail pieces if required will be paid separately) :
18.31.2 | 125 mm diameter
18.31.2.1 | Class I
Details of cost for 10 valves ¦ Source: CivilDAR_2019_Vol_2.pdf, page 568
Code | Description | Unit | Quantity | Rate (Rs.) | Amount (Rs.) | Note
1941 | C.I.sluice valve (with caps) class I : 125 mm dia | each | 10 | 2600
2309 | Carriage of Cast iron fittings | tonne | 0.56 | 92.24
18.24 | Rate as per item 18.24 - Laying in position S&S or flanged C.I. special such as tees, bends, collars, tapers and caps etc.(excluding... | quintal | 5.63 | 491.5
18.30.3 | Rate as per item 18.30.3 - Providing flanged joints to double flanged C.I./ D.I. pipes and specials, including testing of joints - 125... | each | 20 | 278.35
Calculated W - SUM of the Amount column above
W as printed in the DAR |  |  |  |  | 34385.8
Difference (calculated - printed)
SAY (Rs.) - final DAR rate as printed (fixed value, not computed) |  |  |  |  | 4318.95
18.31 | Providing and fixing C.I. sluice valves (with cap) complete with bolts, nuts, rubber insertions etc. (the tail pieces if required will be paid separately) :
18.31.2 | 125 mm diameter
18.31.2.2 | Class II
Details of cost for 10 valves ¦ Source: CivilDAR_2019_Vol_2.pdf, page 568
Code | Description | Unit | Quantity | Rate (Rs.) | Amount (Rs.) | Note
3314 | C.I.sluice valve (with caps) class II : 125 mm dia | each | 10 | 3200
2309 | Carriage of Cast iron fittings | tonne | 0.68 | 92.24
18.24 | Rate as per item 18.24 - Laying in position S&S or flanged C.I. special such as tees, bends, collars, tapers and caps etc.(excluding... | quintal | 6.83 | 491.5
18.30.3 | Rate as per item 18.30.3 - Providing flanged joints to double flanged C.I./ D.I. pipes and specials, including testing of joints - 125... | each | 20 | 278.35
Calculated W - SUM of the Amount column above
W as printed in the DAR |  |  |  |  | 40986.67
Difference (calculated - printed)
SAY (Rs.) - final DAR rate as printed (fixed value, not computed) |  |  |  |  | 5182.2
18.31 | Providing and fixing C.I. sluice valves (with cap) complete with bolts, nuts, rubber insertions etc. (the tail pieces if required will be paid separately) :
18.31.3 | 150 mm diameter
18.31.3.1 | Class I
Details of cost for 10 valves ¦ Source: CivilDAR_2019_Vol_2.pdf, page 569
Code | Description | Unit | Quantity | Rate (Rs.) | Amount (Rs.) | Note
1942 | C.I.sluice valve (with caps) class I : 150 mm dia | each | 10 | 3600
2309 | Carriage of Cast iron fittings | tonne | 0.72 | 92.24
18.24 | Rate as per item 18.24 - Laying in position S&S or flanged C.I. special such as tees, bends, collars, tapers and caps etc.(excluding... | quintal | 7.25 | 491.5
18.30.4 | Rate as per item 18.30.4 - Providing flanged joints to double flanged C.I./ D.I. pipes and specials, including testing of joints - 150... | each | 20 | 327.4
Calculated W - SUM of the Amount column above
W as printed in the DAR |  |  |  |  | 46177.79
Difference (calculated - printed)
SAY (Rs.) - final DAR rate as printed (fixed value, not computed) |  |  |  |  | 5836.6
18.31 | Providing and fixing C.I. sluice valves (with cap) complete with bolts, nuts, rubber insertions etc. (the tail pieces if required will be paid separately) :
18.31.3 | 150 mm diameter
18.31.3.2 | Class II
Details of cost for 10 valves ¦ Source: CivilDAR_2019_Vol_2.pdf, page 570
Code | Description | Unit | Quantity | Rate (Rs.) | Amount (Rs.) | Note
3317 | C.I.sluice valve (with caps) class II : 150 mm dia | each | 10 | 4000
2309 | Carriage of Cast iron fittings | tonne | 0.865 | 92.24
18.24 | Rate as per item 18.24 - Laying in position S&S or flanged C.I. special such as tees, bends, collars, tapers and caps etc.(excluding... | quintal | 8.65 | 491.5
18.30.4 | Rate as per item 18.30.4 - Providing flanged joints to double flanged C.I./ D.I. pipes and specials, including testing of joints - 150... | each | 20 | 327.4
Calculated W - SUM of the Amount column above
W as printed in the DAR |  |  |  |  | 50879.26
Difference (calculated - printed)
SAY (Rs.) - final DAR rate as printed (fixed value, not computed) |  |  |  |  | 6442.35
18.31 | Providing and fixing C.I. sluice valves (with cap) complete with bolts, nuts, rubber insertions etc. (the tail pieces if required will be paid separately) :
18.31.4 | 200 mm diameter
18.31.4.1 | Class I
Details of cost for 10 valves ¦ Source: CivilDAR_2019_Vol_2.pdf, page 570
Code | Description | Unit | Quantity | Rate (Rs.) | Amount (Rs.) | Note
1943 | C.I.sluice valve (with caps) class I : 200 mm dia | each | 10 | 7500
2309 | Carriage of Cast iron fittings | tonne | 1.22 | 92.24
18.24 | Rate as per item 18.24 - Laying in position S&S or flanged C.I. special such as tees, bends, collars, tapers and caps etc.(excluding... | quintal | 12.15 | 491.5
18.30.5 | Rate as per item 18.30.5 - Providing flanged joints to double flanged C.I./ D.I. pipes and specials, including testing of joints - 200... | each | 20 | 355.5
Calculated W - SUM of the Amount column above
W as printed in the DAR |  |  |  |  | 88194.26
Difference (calculated - printed)
SAY (Rs.) - final DAR rate as printed (fixed value, not computed) |  |  |  |  | 11357.75
18.31 | Providing and fixing C.I. sluice valves (with cap) complete with bolts, nuts, rubber insertions etc. (the tail pieces if required will be paid separately) :
18.31.4 | 200 mm diameter
18.31.4.2 | Class II
Details of cost for 10 valves ¦ Source: CivilDAR_2019_Vol_2.pdf, page 571
Code | Description | Unit | Quantity | Rate (Rs.) | Amount (Rs.) | Note
3320 | C.I.sluice valve (with caps) class II : 200 mm dia | each | 10 | 8900
2309 | Carriage of Cast iron fittings | tonne | 1.5 | 92.24
18.24 | Rate as per item 18.24 - Laying in position S&S or flanged C.I. special such as tees, bends, collars, tapers and caps etc.(excluding... | quintal | 15.05 | 491.5
18.30.5 | Rate as per item 18.30.5 - Providing flanged joints to double flanged C.I./ D.I. pipes and specials, including testing of joints - 200... | each | 20 | 355.5
Calculated W - SUM of the Amount column above
W as printed in the DAR |  |  |  |  | 103645.44
Difference (calculated - printed)
SAY (Rs.) - final DAR rate as printed (fixed value, not computed) |  |  |  |  | 13376.85
18.31 | Providing and fixing C.I. sluice valves (with cap) complete with bolts, nuts, rubber insertions etc. (the tail pieces if required will be paid separately) :
18.31.5 | 250 mm diameter
18.31.5.1 | Class I
Details of cost for 10 valves ¦ Source: CivilDAR_2019_Vol_2.pdf, page 572
Code | Description | Unit | Quantity | Rate (Rs.) | Amount (Rs.) | Note
1944 | C.I.sluice valve (with caps) class I : 250 mm dia | each | 10 | 10980
2309 | Carriage of Cast iron fittings | tonne | 1.8 | 92.24
18.24 | Rate as per item 18.24 - Laying in position S&S or flanged C.I. special such as tees, bends, collars, tapers and caps etc.(excluding... | quintal | 17.99 | 491.5
18.30.6 | Rate as per item 18.30.6 - Providing flanged joints to double flanged C.I./ D.I. pipes and specials, including testing of joints - 250... | each | 20 | 484.7
Calculated W - SUM of the Amount column above
W as printed in the DAR |  |  |  |  | 128502.12
Difference (calculated - printed)
SAY (Rs.) - final DAR rate as printed (fixed value, not computed) |  |  |  |  | 16566.4
18.31 | Providing and fixing C.I. sluice valves (with cap) complete with bolts, nuts, rubber insertions etc. (the tail pieces if required will be paid separately) :
18.31.5 | 250 mm diameter
18.31.5.2 | Class II
Details of cost for 10 valves ¦ Source: CivilDAR_2019_Vol_2.pdf, page 572
Code | Description | Unit | Quantity | Rate (Rs.) | Amount (Rs.) | Note
3321 | C.I.sluice valve (with caps) class II : 250 mm dia | each | 10 | 14500
2309 | Carriage of Cast iron fittings | tonne | 2.3 | 92.24
18.24 | Rate as per item 18.24 - Laying in position S&S or flanged C.I. special such as tees, bends, collars, tapers and caps etc.(excluding... | quintal | 22.99 | 491.5
18.30.6 | Rate as per item 18.30.6 - Providing flanged joints to double flanged C.I./ D.I. pipes and specials, including testing of joints - 250... | each | 20 | 484.7
Calculated W - SUM of the Amount column above
W as printed in the DAR |  |  |  |  | 166205.74
Difference (calculated - printed)
SAY (Rs.) - final DAR rate as printed (fixed value, not computed) |  |  |  |  | 21527.85
18.31 | Providing and fixing C.I. sluice valves (with cap) complete with bolts, nuts, rubber insertions etc. (the tail pieces if required will be paid separately) :
18.31.6 | 300 mm diameter
18.31.6.1 | Class I
Details of cost for 10 valves ¦ Source: CivilDAR_2019_Vol_2.pdf, page 573
Code | Description | Unit | Quantity | Rate (Rs.) | Amount (Rs.) | Note
1945 | C.I.sluice valve (with caps) class I : 300 mm dia | each | 10 | 15500
2309 | Carriage of Cast iron fittings | tonne | 2.42 | 92.24
18.24 | Rate as per item 18.24 - Laying in position S&S or flanged C.I. special such as tees, bends, collars, tapers and caps etc.(excluding... | quintal | 24.24 | 491.5
18.30.7 | Rate as per item 18.30.7 - Providing flanged joints to double flanged C.I./ D.I. pipes and specials, including testing of joints - 300... | each | 20 | 491.4
Calculated W - SUM of the Amount column above
W as printed in the DAR |  |  |  |  | 176965.18
Difference (calculated - printed)
SAY (Rs.) - final DAR rate as printed (fixed value, not computed) |  |  |  |  | 22942.1
18.31 | Providing and fixing C.I. sluice valves (with cap) complete with bolts, nuts, rubber insertions etc. (the tail pieces if required will be paid separately) :
18.31.6 | 300 mm diameter
18.31.6.2 | Class II
Details of cost for 10 valves ¦ Source: CivilDAR_2019_Vol_2.pdf, page 574
Code | Description | Unit | Quantity | Rate (Rs.) | Amount (Rs.) | Note
3326 | C.I.sluice valve (with caps) class II : 300 mm dia | each | 10 | 18200
2309 | Carriage of Cast iron fittings | tonne | 3.03 | 92.24
18.24 | Rate as per item 18.24 - Laying in position S&S or flanged C.I. special such as tees, bends, collars, tapers and caps etc.(excluding... | quintal | 30.34 | 491.5
18.30.7 | Rate as per item 18.30.7 - Providing flanged joints to double flanged C.I./ D.I. pipes and specials, including testing of joints - 300... | each | 20 | 491.4
Calculated W - SUM of the Amount column above
W as printed in the DAR |  |  |  |  | 207019.6
Difference (calculated - printed)
SAY (Rs.) - final DAR rate as printed (fixed value, not computed) |  |  |  |  | 26861.85
18.32 | Constructing masonry Chamber 30x30x50 cm inside, in brick work in cement mortar 1:4 (1 cement :4 coarse sand) for stop cock, with C. I. surface box 100x100 x75 mm (inside) with hinged cover fixed in cement concrete slab 1:2:4 mix (1 cement : 2 coarse sand : 4 graded stone aggregate 20 mm nominal size), i/c necessary excavation, foundation concrete 1:5:10 ( 1 cement : 5 fine sand : 10 graded stone aggregate 40mm nominal size ) and inside plastering with cement mortar 1:3 (1 cement : 3 coarse sand) 12mm thick, finished with a floating coat of neat cement complete as per standard design :
18.32.1 | With common burnt clay F.P.S.(non modular) bricks of class designation 7.5
Details of cost for 1 chamber ¦ Source: CivilDAR_2019_Vol_2.pdf, page 574
Code | Description | Unit | Quantity | Rate (Rs.) | Amount (Rs.) | Note
2.8.1 | Rate as per item 2.8.1 - Earth work in excavation by mechanical means (Hydraulic excavator) / manual means in foundation trenches or... | cum | 0.3 | 252.3
2.25 | Rate as per item 2.25 - Filling available excavated earth (excluding rock) in trenches, plinth, sides of foundations etc. in layers... | cum | 0.3 | 219.65
4.1.11 | Rate as per item 4.1.11 - Providing and laying in position cement concrete of specified grade excluding the cost of centering and shu... | cum | 0.04 | 5225.15
6.1.1 | Rate as per item 6.1.1 - Brick work with common burnt clay F.P.S. (non modular) bricks of class designation 7.5 in foundation and pl... | cum | 0.1 | 6376.25
13.9.1 | Rate as per item 13.9.1 - Cement plaster 1:3 (1 cement: 3 coarse sand) finished with a floating coat of neat cement - 12 mm cement pl... | sqm | 0.7 | 350.15
1304 | Surface box for stop cock | each | 1 | 125
9977 | Carriage of C.I. surface box | L.S. | 1.43 | 2
5.3 | Rate as per item 5.3 - Reinforced cement concrete work in beams, suspended floors, roofs having slope up to 15° landings, balconie... | cum | 0.02 | 9763.8
0115 | Coolie | day | -0.038 | 558
9999 | Sundries | L.S. | 4.16 | 2
Calculated W - SUM of the Amount column above
W as printed in the DAR |  |  |  |  | 1543.57
Difference (calculated - printed)
SAY (Rs.) - final DAR rate as printed (fixed value, not computed) |  |  |  |  | 1582.45
18.33 | Constructing masonry Chamber 60x60x75 cm inside, in brick work in cement mortar 1:4 (1 cement : 4 coarse sand) for sluice valve, with C.I. surface box 100mm top diameter, 160 mm bottom diameter and 180 mm deep ( inside) with chained lid and RCC top slab 1:2:4 mix (1 cement : 2 coarse sand : 4 graded stone aggregate 20mm nominal size ) , i/c necessary excavation, foundation concrete 1:5:10 (1 cement : 5 fine sand : 10 graded stone aggregate 40 mm nominal size) and inside plastering with cement mortar 1:3 (1 cement : 3 coarse sand) 12 mm thick, finished with a floating coat of neat cement complete as per standard design :
18.33.1 | With common burnt clay F.P.S.(non modular) bricks of class designation 7.5
Details of cost for 1 chamber ¦ Source: CivilDAR_2019_Vol_2.pdf, page 576
Code | Description | Unit | Quantity | Rate (Rs.) | Amount (Rs.) | Note
2.8.1 | Rate as per item 2.8.1 - Earth work in excavation by mechanical means (Hydraulic excavator) / manual means in foundation trenches or... | cum | 1.46 | 252.3
2.25 | Rate as per item 2.25 - Filling available excavated earth (excluding rock) in trenches, plinth, sides of foundations etc. in layers... | cum | 1.46 | 219.65
4.1.11 | Rate as per item 4.1.11 - Providing and laying in position cement concrete of specified grade excluding the cost of centering and shu... | cum | 0.15 | 5225.15
6.1.1 | Rate as per item 6.1.1 - Brick work with common burnt clay F.P.S. (non modular) bricks of class designation 7.5 in foundation and pl... | cum | 0.57 | 6376.25
13.9.1 | Rate as per item 13.9.1 - Cement plaster 1:3 (1 cement: 3 coarse sand) finished with a floating coat of neat cement - 12 mm cement pl... | sqm | 2.16 | 350.15
1305 | Surface box for sluice valve | each | 1 | 210
9977 | Carriage of C.I. surface box | L.S. | 8.06 | 2
5.3 | Rate as per item 5.3 - Reinforced cement concrete work in beams, suspended floors, roofs having slope up to 15° landings, balconie... | cum | 0.17 | 9763.8
0115 | Coolie | day | -0.32 | 558
5.22.1 | Rate as per item 5.22.1 - Steel reinforcement for R.C.C. work including straightening, cutting, bending, placing in position and bind... | kg | 13.2 | 82.1
5.9.3 | Rate as per item 5.9.3 - Centering and shuttering including strutting, propping etc. and removal of form for - Suspended floors, roo... | sqm | 0.86 | 693.05
9999 | Sundries | L.S. | 8.06 | 2
Calculated W - SUM of the Amount column above
W as printed in the DAR |  |  |  |  | 9266.88
Difference (calculated - printed)
SAY (Rs.) - final DAR rate as printed (fixed value, not computed) |  |  |  |  | 9288.4
18.34 | Constructing masonry Chamber 90x90x100 cm inside, in brick work in cement mortar 1:4 (1 cement : 4 coarse sand) for sluice valve, with C.I. surface box 100 mm top diameter, 160 mm bottom diameter and 180 mm deep (inside) with chained lid and RCC top slab 1:2:4 mix (1 cement : 2 coarse sand : 4 graded stone aggregate 20 mm nominal size ), i/c necessary excavation, foundation concrete 1:5:10 (1 cement : 5 fine sand : 10 graded stone aggregate 40 mm nominal size ) and inside plastering with cement mortar 1:3 (1 cement : 3 coarse sand) 12 mm thick, finished with a floating coat of neat cement complete as per standard design :
18.34.1 | With common burnt clay F.P.S.(non modular) bricks of class designation 7.5
Details of cost for 1 chamber ¦ Source: CivilDAR_2019_Vol_2.pdf, page 577
Code | Description | Unit | Quantity | Rate (Rs.) | Amount (Rs.) | Note
2.8.1 | Rate as per item 2.8.1 - Earth work in excavation by mechanical means (Hydraulic excavator) / manual means in foundation trenches or... | cum | 2.85 | 252.3
2.25 | Rate as per item 2.25 - Filling available excavated earth (excluding rock) in trenches, plinth, sides of foundations etc. in layers... | cum | 2.85 | 219.65
4.1.11 | Rate as per item 4.1.11 - Providing and laying in position cement concrete of specified grade excluding the cost of centering and shu... | cum | 0.23 | 5225.15
6.1.1 | Rate as per item 6.1.1 - Brick work with common burnt clay F.P.S. (non modular) bricks of class designation 7.5 in foundation and pl... | cum | 1.04 | 6376.25
13.9.1 | Rate as per item 13.9.1 - Cement plaster 1:3 (1 cement: 3 coarse sand) finished with a floating coat of neat cement - 12 mm cement pl... | sqm | 4.41 | 350.15
1305 | Surface box for sluice valve | each | 1 | 210
9977 | (vi) Carriage of C.I. surface box | L.S. | 8.06 | 2
5.3 | Rate as per item 5.3 - Reinforced cement concrete work in beams, suspended floors, roofs having slope up to 15° landings, balconie... | cum | 0.27 | 9763.8
0115 | Coolie | day | -0.51 | 558
5.22.1 | Rate as per item 5.22.1 - Steel reinforcement for R.C.C. work including straightening, cutting, bending, placing in position and bind... | kg | 21.92 | 82.1
5.9.3 | Rate as per item 5.9.3 - Centering and shuttering including strutting, propping etc. and removal of form for - Suspended floors, roo... | sqm | 1.49 | 693.05
9999 | Sundries | L.S. | 8.06 | 2
Calculated W - SUM of the Amount column above
W as printed in the DAR |  |  |  |  | 16148.47
Difference (calculated - printed)
SAY (Rs.) - final DAR rate as printed (fixed value, not computed) |  |  |  |  | 16134.15
18.35 | Constructing masonry Chamber 120x120x100 cm inside, in brick work in cement mortar 1:4 (1 cement : 4 coarse sand) for sluice valve, with C.I. surface box 100 mm top diameter, 160 mm bottom diameter and 180 mm deep ( inside) with chained lid and RCC top slab 1:2:4 mix (1 cement : 2 coarse sand : 4 graded stone aggregate 20 mm nominal size) , i/c necessary excavation, foundation concrete 1:5:10 (1 cement : 5 fine sand : 10 graded stone aggregate 40 mm nominal size) and inside plastering with cement mortar 1:3 (1 cement : 3 coarse sand) 12 mm thick, finished with a floating coat of neat cement complete as per standard design :
18.35.1 | With common burnt clay F.P.S.(non modular) bricks of class designation 7.5
Details of cost for 1 chamber ¦ Source: CivilDAR_2019_Vol_2.pdf, page 579
Code | Description | Unit | Quantity | Rate (Rs.) | Amount (Rs.) | Note
2.8.1 | Rate as per item 2.8.1 - Earth work in excavation by mechanical means (Hydraulic excavator) / manual means in foundation trenches or... | cum | 4.1 | 252.3
2.25 | Rate as per item 2.25 - Filling available excavated earth (excluding rock) in trenches, plinth, sides of foundations etc. in layers... | cum | 4.1 | 219.65
4.1.11 | Rate as per item 4.1.11 - Providing and laying in position cement concrete of specified grade excluding the cost of centering and shu... | cum | 0.33 | 5225.15
6.1.1 | Rate as per item 6.1.1 - Brick work with common burnt clay F.P.S. (non modular) bricks of class designation 7.5 in foundation and pl... | cum | 1.32 | 6376.25
13.9.1 | Rate as per item 13.9.1 - Cement plaster 1:3 (1 cement: 3 coarse sand) finished with a floating coat of neat cement - 12 mm cement pl... | sqm | 6.42 | 350.15
1305 | Surface box for sluice valve | each | 1 | 210
9977 | (vi) Carriage of C.I. surface box | L.S. | 8.06 | 2
5.3 | Rate as per item 5.3 - Reinforced cement concrete work in beams, suspended floors, roofs having slope up to 15° landings, balconie... | cum | 0.41 | 9763.8
0115 | Coolie | day | -0.77 | 558
5.22.1 | Rate as per item 5.22.1 - Steel reinforcement for R.C.C. work including straightening, cutting, bending, placing in position and bind... | kg | 32.8 | 82.1
5.9.3 | Rate as per item 5.9.3 - Centering and shuttering including strutting, propping etc. and removal of form for - Suspended floors, roo... | sqm | 2.3 | 693.05
9999 | Sundries | L.S. | 8.06 | 2
Calculated W - SUM of the Amount column above
W as printed in the DAR |  |  |  |  | 22426.54
Difference (calculated - printed)
SAY (Rs.) - final DAR rate as printed (fixed value, not computed) |  |  |  |  | 22363.2
18.36 | Constructing masonry Chamber 60x60x75 cm, inside in brick work in cement mortar 1:4 (1 cement : 4 coarse sand) for fire hydrants, with C.I. surface box 350x350 mm top and 165 mm deep ( inside) with chained lid and RCC top slab 1:2:4 mix (1 cement : 2 coarse sand : 4 graded stone aggregate 20 mm nominal size) , i/c necessary excavation, foundation concrete 1:5:10 (1 cement : 5 fine sand:10 graded stone aggregate 40 mm nominal size) and inside plastering with cement mortar 1:3 (1 cement : 3 coarse sand) 12 mm thick, finished with a floating coat of neat cement complete as per standard design :
18.36.1 | With common burnt clay F.P.S.(non modular) bricks of class designation 7.5
Details of cost for 1 chamber ¦ Source: CivilDAR_2019_Vol_2.pdf, page 580
Code | Description | Unit | Quantity | Rate (Rs.) | Amount (Rs.) | Note
2.8.1 | Rate as per item 2.8.1 - Earth work in excavation by mechanical means (Hydraulic excavator) / manual means in foundation trenches or... | cum | 1.46 | 252.3
2.25 | Rate as per item 2.25 - Filling available excavated earth (excluding rock) in trenches, plinth, sides of foundations etc. in layers... | cum | 1.46 | 219.65
4.1.11 | Rate as per item 4.1.11 - Providing and laying in position cement concrete of specified grade excluding the cost of centering and shu... | cum | 0.15 | 5225.15
6.1.1 | Rate as per item 6.1.1 - Brick work with common burnt clay F.P.S. (non modular) bricks of class designation 7.5 in foundation and pl... | cum | 0.57 | 6376.25
13.9.1 | Rate as per item 13.9.1 - Cement plaster 1:3 (1 cement: 3 coarse sand) finished with a floating coat of neat cement - 12 mm cement pl... | sqm | 2.16 | 350.15
1305 | Surface box for sluice valve | each | 1 | 210
9977 | (vi) Carriage of C.I. surface box | L.S. | 53.82 | 2
5.3 | Rate as per item 5.3 - Reinforced cement concrete work in beams, suspended floors, roofs having slope up to 15° landings, balconie... | cum | 0.13 | 9763.8
0115 | Coolie | day | -0.24 | 558
5.22.1 | Rate as per item 5.22.1 - Steel reinforcement for R.C.C. work including straightening, cutting, bending, placing in position and bind... | kg | 10.48 | 82.1
5.9.3 | Rate as per item 5.9.3 - Centering and shuttering including strutting, propping etc. and removal of form for - Suspended floors, roo... | sqm | 0.86 | 693.05
9999 | Sundries | L.S. | 8.06 | 2
Calculated W - SUM of the Amount column above
W as printed in the DAR |  |  |  |  | 8789.17
Difference (calculated - printed)
SAY (Rs.) - final DAR rate as printed (fixed value, not computed) |  |  |  |  | 8856.7
18.37 | Constructing masonry Chamber 60x45x50 cm inside, in brick work in cement mortar 1:4 (1 cement : 4 coarse sand) for water meter complete with C.I. double flap surface box 400x200x200 mm (inside) with locking arrangement and RCC top slab 1:2:4 mix (1 cement : 2 coarse sand : 4 graded stone aggregate 20 mm nominal size) , i/c necessary excavation, foundation concrete 1:5:10 ( 1 cement : 5 fine sand:10 graded stone aggregate 40 mm nominal size) and inside plastering with cement mortar 1:3 (1 cement : 3 coarse sand) 12 mm thick, finished with a floating coat of neat cement complete as per standard design :
18.37.1 | With common burnt clay F.P.S.(non modular) bricks of class designation 7.5
Details of cost for 1 chamber ¦ Source: CivilDAR_2019_Vol_2.pdf, page 582
Code | Description | Unit | Quantity | Rate (Rs.) | Amount (Rs.) | Note
2.8.1 | Rate as per item 2.8.1 - Earth work in excavation by mechanical means (Hydraulic excavator) / manual means in foundation trenches or... | cum | 1.09 | 252.3
2.25 | Rate as per item 2.25 - Filling available excavated earth (excluding rock) in trenches, plinth, sides of foundations etc. in layers... | cum | 1.09 | 219.65
4.1.11 | Rate as per item 4.1.11 - Providing and laying in position cement concrete of specified grade excluding the cost of centering and shu... | cum | 0.13 | 5225.15
6.1.1 | Rate as per item 6.1.1 - Brick work with common burnt clay F.P.S. (non modular) bricks of class designation 7.5 in foundation and pl... | cum | 0.35 | 6376.25
13.9.1 | Rate as per item 13.9.1 - Cement plaster 1:3 (1 cement: 3 coarse sand) finished with a floating coat of neat cement - 12 mm cement pl... | sqm | 1.32 | 350.15
1307 | Surface box for water meter | each | 1 | 250
9977 | (vi) Carriage of C.I. surface box | L.S. | 13.52 | 2
5.3 | Rate as per item 5.3 - Reinforced cement concrete work in beams, suspended floors, roofs having slope up to 15° landings, balconie... | cum | 0.22 | 9763.8
0115 | Coolie | day | -0.41 | 558
5.22.1 | Rate as per item 5.22.1 - Steel reinforcement for R.C.C. work including straightening, cutting, bending, placing in position and bind... | kg | 17.84 | 82.1
5.9.3 | Rate as per item 5.9.3 - Centering and shuttering including strutting, propping etc. and removal of form for - Suspended floors, roo... | sqm | 1.03 | 693.05
9999 | Sundries | L.S. | 8.06 | 2
Calculated W - SUM of the Amount column above
W as printed in the DAR |  |  |  |  | 8278.5
Difference (calculated - printed)
SAY (Rs.) - final DAR rate as printed (fixed value, not computed) |  |  |  |  | 8300.25
18.38 | Painting G.I. pipes and fittings with synthetic enamel white paint with two coats over a ready mixed priming coat, both of approved quality for new work :
18.38.1 | 15 mm diameter pipe
Details of cost for 10 metre ¦ Source: CivilDAR_2019_Vol_2.pdf, page 583
Code | Description | Unit | Quantity | Rate (Rs.) | Amount (Rs.) | Note
13.50.3 | Rate as per item 13.50.3 - Applying priming coat - With ready mixed red oxide zinc chromate primer of approved brand and manufacture o... | sqm | 0.673 | 50.7
13.61.1 | Rate as per item 13.61.1 - Painting with synthetic enamel paint of approved brand and manufacture to give an even shade - Two or more... | sqm | 0.673 | 121.55
9999 | Add for delay | L.S. | 13.52 | 2
Calculated W - SUM of the Amount column above
W as printed in the DAR |  |  |  |  | 142.96
Difference (calculated - printed)
SAY (Rs.) - final DAR rate as printed (fixed value, not computed) |  |  |  |  | 15.2
18.38 | Painting G.I. pipes and fittings with synthetic enamel white paint with two coats over a ready mixed priming coat, both of approved quality for new work :
18.38.2 | 20 mm diameter pipe
Details of cost for 10 metre ¦ Source: CivilDAR_2019_Vol_2.pdf, page 584
Code | Description | Unit | Quantity | Rate (Rs.) | Amount (Rs.) | Note
13.50.3 | Rate as per item 13.50.3 - Applying priming coat - With ready mixed red oxide zinc chromate primer of approved brand and manufacture o... | sqm | 0.845 | 50.7
13.61.1 | Rate as per item 13.61.1 - Painting with synthetic enamel paint of approved brand and manufacture to give an even shade - Two or more... | sqm | 0.845 | 121.55
9999 | Add for delay | L.S. | 13.52 | 2
Calculated W - SUM of the Amount column above
W as printed in the DAR |  |  |  |  | 172.59
Difference (calculated - printed)
SAY (Rs.) - final DAR rate as printed (fixed value, not computed) |  |  |  |  | 18.15
18.38 | Painting G.I. pipes and fittings with synthetic enamel white paint with two coats over a ready mixed priming coat, both of approved quality for new work :
18.38.3 | 25 mm diameter pipe
Details of cost for 10 metre ¦ Source: CivilDAR_2019_Vol_2.pdf, page 584
Code | Description | Unit | Quantity | Rate (Rs.) | Amount (Rs.) | Note
13.50.3 | Rate as per item 13.50.3 - Applying priming coat - With ready mixed red oxide zinc chromate primer of approved brand and manufacture o... | sqm | 1.061 | 50.7
13.61.1 | Rate as per item 13.61.1 - Painting with synthetic enamel paint of approved brand and manufacture to give an even shade - Two or more... | sqm | 1.061 | 121.55
9999 | Add for delay | L.S. | 20.28 | 2
Calculated W - SUM of the Amount column above
W as printed in the DAR |  |  |  |  | 223.32
Difference (calculated - printed)
SAY (Rs.) - final DAR rate as printed (fixed value, not computed) |  |  |  |  | 23.7
18.38 | Painting G.I. pipes and fittings with synthetic enamel white paint with two coats over a ready mixed priming coat, both of approved quality for new work :
18.38.4 | 32 mm diameter pipe
Details of cost for 10 metre ¦ Source: CivilDAR_2019_Vol_2.pdf, page 585
Code | Description | Unit | Quantity | Rate (Rs.) | Amount (Rs.) | Note
13.50.3 | Rate as per item 13.50.3 - Applying priming coat - With ready mixed red oxide zinc chromate primer of approved brand and manufacture o... | sqm | 1.334 | 50.7
13.61.1 | Rate as per item 13.61.1 - Painting with synthetic enamel paint of approved brand and manufacture to give an even shade - Two or more... | sqm | 1.334 | 121.55
9999 | Add for delay | L.S. | 20.28 | 2
Calculated W - SUM of the Amount column above
W as printed in the DAR |  |  |  |  | 270.34
Difference (calculated - printed)
SAY (Rs.) - final DAR rate as printed (fixed value, not computed) |  |  |  |  | 28.4
18.38 | Painting G.I. pipes and fittings with synthetic enamel white paint with two coats over a ready mixed priming coat, both of approved quality for new work :
18.38.5 | 40 mm diameter pipe
Details of cost for 10 metre ¦ Source: CivilDAR_2019_Vol_2.pdf, page 585
Code | Description | Unit | Quantity | Rate (Rs.) | Amount (Rs.) | Note
13.50.3 | Rate as per item 13.50.3 - Applying priming coat - With ready mixed red oxide zinc chromate primer of approved brand and manufacture o... | sqm | 1.52 | 50.7
13.61.1 | Rate as per item 13.61.1 - Painting with synthetic enamel paint of approved brand and manufacture to give an even shade - Two or more... | sqm | 1.52 | 121.55
9999 | Add for delay | L.S. | 26.91 | 2
Calculated W - SUM of the Amount column above
W as printed in the DAR |  |  |  |  | 315.64
Difference (calculated - printed)
SAY (Rs.) - final DAR rate as printed (fixed value, not computed) |  |  |  |  | 33.4
18.38 | Painting G.I. pipes and fittings with synthetic enamel white paint with two coats over a ready mixed priming coat, both of approved quality for new work :
18.38.6 | 50 mm diameter pipe
Details of cost for 10 metre ¦ Source: CivilDAR_2019_Vol_2.pdf, page 586
Code | Description | Unit | Quantity | Rate (Rs.) | Amount (Rs.) | Note
13.50.3 | Rate as per item 13.50.3 - Applying priming coat - With ready mixed red oxide zinc chromate primer of approved brand and manufacture o... | sqm | 1.894 | 50.7
13.61.1 | Rate as per item 13.61.1 - Painting with synthetic enamel paint of approved brand and manufacture to give an even shade - Two or more... | sqm | 1.894 | 121.55
9999 | Add for delay | L.S. | 26.91 | 2
Calculated W - SUM of the Amount column above
W as printed in the DAR |  |  |  |  | 380.06
Difference (calculated - printed)
SAY (Rs.) - final DAR rate as printed (fixed value, not computed) |  |  |  |  | 39.8
18.39 | Repainting G.I. pipes and fittings with synthetic enamel white paint with one coat of approved quality :
18.39.1 | 15 mm diameter pipe
Details of cost for 10 metre ¦ Source: CivilDAR_2019_Vol_2.pdf, page 586
Code | Description | Unit | Quantity | Rate (Rs.) | Amount (Rs.) | Note
13.99.1 | Rate as per item 13.99.1 - Painting with synthetic enamel paint of approved brand and manufacture of required colour to give an even s... | sqm | 0.673 | 79.95
9999 | Add for delay | L.S. | 8.06 | 2
Calculated W - SUM of the Amount column above
W as printed in the DAR |  |  |  |  | 69.93
Difference (calculated - printed)
SAY (Rs.) - final DAR rate as printed (fixed value, not computed) |  |  |  |  | 7.55
18.39 | Repainting G.I. pipes and fittings with synthetic enamel white paint with one coat of approved quality :
18.39.2 | 20 mm diameter pipe
Details of cost for 10 metre ¦ Source: CivilDAR_2019_Vol_2.pdf, page 587
Code | Description | Unit | Quantity | Rate (Rs.) | Amount (Rs.) | Note
13.99.1 | Rate as per item 13.99.1 - Painting with synthetic enamel paint of approved brand and manufacture of required colour to give an even s... | sqm | 0.845 | 79.95
9999 | Add for delay | L.S. | 8.06 | 2
Calculated W - SUM of the Amount column above
W as printed in the DAR |  |  |  |  | 83.68
Difference (calculated - printed)
SAY (Rs.) - final DAR rate as printed (fixed value, not computed) |  |  |  |  | 8.9
18.39 | Repainting G.I. pipes and fittings with synthetic enamel white paint with one coat of approved quality :
18.39.3 | 25 mm diameter pipe
Details of cost for 10 metre ¦ Source: CivilDAR_2019_Vol_2.pdf, page 587
Code | Description | Unit | Quantity | Rate (Rs.) | Amount (Rs.) | Note
13.99.1 | Rate as per item 13.99.1 - Painting with synthetic enamel paint of approved brand and manufacture of required colour to give an even s... | sqm | 1.061 | 79.95
9999 | Add for delay | L.S. | 10.79 | 2
Calculated W - SUM of the Amount column above
W as printed in the DAR |  |  |  |  | 106.41
Difference (calculated - printed)
SAY (Rs.) - final DAR rate as printed (fixed value, not computed) |  |  |  |  | 11.35
18.39 | Repainting G.I. pipes and fittings with synthetic enamel white paint with one coat of approved quality :
18.39.4 | 32 mm diameter pipe
Details of cost for 10 metre ¦ Source: CivilDAR_2019_Vol_2.pdf, page 587
Code | Description | Unit | Quantity | Rate (Rs.) | Amount (Rs.) | Note
13.99.1 | Rate as per item 13.99.1 - Painting with synthetic enamel paint of approved brand and manufacture of required colour to give an even s... | sqm | 1.334 | 79.95
9999 | Add for delay | L.S. | 10.92 | 2
Calculated W - SUM of the Amount column above
W as printed in the DAR |  |  |  |  | 128.49
Difference (calculated - printed)
SAY (Rs.) - final DAR rate as printed (fixed value, not computed) |  |  |  |  | 13.6
18.39 | Repainting G.I. pipes and fittings with synthetic enamel white paint with one coat of approved quality :
18.39.5 | 40 mm diameter pipe
Details of cost for 10 metre ¦ Source: CivilDAR_2019_Vol_2.pdf, page 588
Code | Description | Unit | Quantity | Rate (Rs.) | Amount (Rs.) | Note
13.99.1 | Rate as per item 13.99.1 - Painting with synthetic enamel paint of approved brand and manufacture of required colour to give an even s... | sqm | 1.52 | 79.95
9999 | Add for delay | L.S. | 13.52 | 2
Calculated W - SUM of the Amount column above
W as printed in the DAR |  |  |  |  | 148.56
Difference (calculated - printed)
SAY (Rs.) - final DAR rate as printed (fixed value, not computed) |  |  |  |  | 15.75
18.39 | Repainting G.I. pipes and fittings with synthetic enamel white paint with one coat of approved quality :
18.39.6 | 50 mm diameter pipe
Details of cost for 10 metre ¦ Source: CivilDAR_2019_Vol_2.pdf, page 588
Code | Description | Unit | Quantity | Rate (Rs.) | Amount (Rs.) | Note
13.99.1 | Rate as per item 13.99.1 - Painting with synthetic enamel paint of approved brand and manufacture of required colour to give an even s... | sqm | 1.894 | 79.95
9999 | Add for delay | L.S. | 13.52 | 2
Calculated W - SUM of the Amount column above
W as printed in the DAR |  |  |  |  | 178.47
Difference (calculated - printed)
SAY (Rs.) - final DAR rate as printed (fixed value, not computed) |  |  |  |  | 18.75
18.40 | Painting G.I. pipes and fittings with two coats of anti-corrosive bitumastic paint of approved quality :
18.40.1 | 15 mm diameter pipe
Details of cost for 10 metre ¦ Source: CivilDAR_2019_Vol_2.pdf, page 589
Code | Description | Unit | Quantity | Rate (Rs.) | Amount (Rs.) | Note
13.65.1 | Rate as per item 13.65.1 - Painting with black anti-corrosive bitumastic paint of approved brand and manufacture to give an even shade... | sqm | 0.673 | 106.05
9999 | Add for delay | L.S. | 8.06 | 2
Calculated W - SUM of the Amount column above
W as printed in the DAR |  |  |  |  | 87.49
Difference (calculated - printed)
SAY (Rs.) - final DAR rate as printed (fixed value, not computed) |  |  |  |  | 9.3
18.40 | Painting G.I. pipes and fittings with two coats of anti-corrosive bitumastic paint of approved quality :
18.40.2 | 20 mm diameter pipe
Details of cost for 10 metre ¦ Source: CivilDAR_2019_Vol_2.pdf, page 589
Code | Description | Unit | Quantity | Rate (Rs.) | Amount (Rs.) | Note
13.65.1 | Rate as per item 13.65.1 - Painting with black anti-corrosive bitumastic paint of approved brand and manufacture to give an even shade... | sqm | 0.845 | 106.05
9999 | Add for delay | L.S. | 8.06 | 2
Calculated W - SUM of the Amount column above
W as printed in the DAR |  |  |  |  | 105.73
Difference (calculated - printed)
SAY (Rs.) - final DAR rate as printed (fixed value, not computed) |  |  |  |  | 11.1
18.40 | Painting G.I. pipes and fittings with two coats of anti-corrosive bitumastic paint of approved quality :
18.40.3 | 25 mm diameter pipe
Details of cost for 10 metre ¦ Source: CivilDAR_2019_Vol_2.pdf, page 589
Code | Description | Unit | Quantity | Rate (Rs.) | Amount (Rs.) | Note
13.65.1 | Rate as per item 13.65.1 - Painting with black anti-corrosive bitumastic paint of approved brand and manufacture to give an even shade... | sqm | 1.061 | 106.05
9999 | Add for delay | L.S. | 10.79 | 2
Calculated W - SUM of the Amount column above
W as printed in the DAR |  |  |  |  | 134.1
Difference (calculated - printed)
SAY (Rs.) - final DAR rate as printed (fixed value, not computed) |  |  |  |  | 14.15
18.40 | Painting G.I. pipes and fittings with two coats of anti-corrosive bitumastic paint of approved quality :
18.40.4 | 32 mm diameter pipe
Details of cost for 10 metre ¦ Source: CivilDAR_2019_Vol_2.pdf, page 590
Code | Description | Unit | Quantity | Rate (Rs.) | Amount (Rs.) | Note
13.65.1 | Rate as per item 13.65.1 - Painting with black anti-corrosive bitumastic paint of approved brand and manufacture to give an even shade... | sqm | 1.334 | 106.05
9999 | Add for delay | L.S. | 10.79 | 2
Calculated W - SUM of the Amount column above
W as printed in the DAR |  |  |  |  | 163.05
Difference (calculated - printed)
SAY (Rs.) - final DAR rate as printed (fixed value, not computed) |  |  |  |  | 17.05
18.40 | Painting G.I. pipes and fittings with two coats of anti-corrosive bitumastic paint of approved quality :
18.40.5 | 40 mm diameter pipe
Details of cost for 10 metre ¦ Source: CivilDAR_2019_Vol_2.pdf, page 590
Code | Description | Unit | Quantity | Rate (Rs.) | Amount (Rs.) | Note
13.65.1 | Rate as per item 13.65.1 - Painting with black anti-corrosive bitumastic paint of approved brand and manufacture to give an even shade... | sqm | 1.52 | 106.05
9999 | Add for delay | L.S. | 12.22 | 2
Calculated W - SUM of the Amount column above
W as printed in the DAR |  |  |  |  | 185.64
Difference (calculated - printed)
SAY (Rs.) - final DAR rate as printed (fixed value, not computed) |  |  |  |  | 19.4
18.40 | Painting G.I. pipes and fittings with two coats of anti-corrosive bitumastic paint of approved quality :
18.40.6 | 50 mm diameter pipe
Details of cost for 10 metre ¦ Source: CivilDAR_2019_Vol_2.pdf, page 591
Code | Description | Unit | Quantity | Rate (Rs.) | Amount (Rs.) | Note
13.65.1 | Rate as per item 13.65.1 - Painting with black anti-corrosive bitumastic paint of approved brand and manufacture to give an even shade... | sqm | 1.894 | 106.05
9999 | Add for delay | L.S. | 12.22 | 2
Calculated W - SUM of the Amount column above
W as printed in the DAR |  |  |  |  | 225.3
Difference (calculated - printed)
SAY (Rs.) - final DAR rate as printed (fixed value, not computed) |  |  |  |  | 23.35
18.40 | Painting G.I. pipes and fittings with two coats of anti-corrosive bitumastic paint of approved quality :
18.40.7 | 65 mm diameter pipe
Details of cost for 10 metre ¦ Source: CivilDAR_2019_Vol_2.pdf, page 591
Code | Description | Unit | Quantity | Rate (Rs.) | Amount (Rs.) | Note
13.65.1 | Rate as per item 13.65.1 - Painting with black anti-corrosive bitumastic paint of approved brand and manufacture to give an even shade... | sqm | 2.387 | 106.05
9999 | Add for delay | L.S. | 13.52 | 2
Calculated W - SUM of the Amount column above
W as printed in the DAR |  |  |  |  | 280.18
Difference (calculated - printed)
SAY (Rs.) - final DAR rate as printed (fixed value, not computed) |  |  |  |  | 28.95
18.40 | Painting G.I. pipes and fittings with two coats of anti-corrosive bitumastic paint of approved quality :
18.40.8 | 80 mm diameter pipe
Details of cost for 10 metre ¦ Source: CivilDAR_2019_Vol_2.pdf, page 591
Code | Description | Unit | Quantity | Rate (Rs.) | Amount (Rs.) | Note
13.65.1 | Rate as per item 13.65.1 - Painting with black anti-corrosive bitumastic paint of approved brand and manufacture to give an even shade... | sqm | 2.796 | 106.05
9999 | Add for delay | L.S. | 14.82 | 2
Calculated W - SUM of the Amount column above
W as printed in the DAR |  |  |  |  | 326.16
Difference (calculated - printed)
SAY (Rs.) - final DAR rate as printed (fixed value, not computed) |  |  |  |  | 33.6
18.41 | Providing and filling sand of grading zone V or coarser grade, allround the G.I. pipes in external work :
18.41.1 | 15 mm diameter pipe
Details of cost for 10 metre ¦ Source: CivilDAR_2019_Vol_2.pdf, page 592
Code | Description | Unit | Quantity | Rate (Rs.) | Amount (Rs.) | Note
18.41.1A | Rate as per item 18.41.1A - Providing and filling sand of grading zone V or coarser grade, allround the G.I. pipes in external work - S... | cum | 0.74 | 1927.15
Calculated W - SUM of the Amount column above
W as printed in the DAR |  |  |  |  | not printed | This item prints no W (rate table or sub-analysis).
SAY (Rs.) - final DAR rate as printed (fixed value, not computed) |  |  |  |  | 142.6
18.41 | Providing and filling sand of grading zone V or coarser grade, allround the G.I. pipes in external work :
18.41.1A | Sub analysis item for sand filling component Sub analysis item for sand filling component
Details of cost for 1 nos ¦ Source: CivilDAR_2019_Vol_2.pdf, page 592
Code | Description | Unit | Quantity | Rate (Rs.) | Amount (Rs.) | Note
6501 | Sand zone V (Jamuna) | cum | 1 | 1225
2335 | Carriage of Jamuna sand | cum | 1 | 103.77
0114 | Beldar | day | 0.09 | 558
0115 | Coolie | day | 0.11 | 558
Calculated W - SUM of the Amount column above
W as printed in the DAR |  |  |  |  | 1440.37
Difference (calculated - printed)
SAY (Rs.) - final DAR rate as printed (fixed value, not computed) |  |  |  |  | 1927.15
18.41 | Providing and filling sand of grading zone V or coarser grade, allround the G.I. pipes in external work :
18.41.2 | 20 mm diameter pipe
Details of cost for 10 metre ¦ Source: CivilDAR_2019_Vol_2.pdf, page 593
Code | Description | Unit | Quantity | Rate (Rs.) | Amount (Rs.) | Note
18.41.1A | Rate as per item 18.41.1A - Providing and filling sand of grading zone V or coarser grade, allround the G.I. pipes in external work - S... | cum | 0.75 | 1927.15
Calculated W - SUM of the Amount column above
W as printed in the DAR |  |  |  |  | not printed | This item prints no W (rate table or sub-analysis).
SAY (Rs.) - final DAR rate as printed (fixed value, not computed) |  |  |  |  | 144.55
18.41 | Providing and filling sand of grading zone V or coarser grade, allround the G.I. pipes in external work :
18.41.3 | 25 mm diameter pipe
Details of cost for 10 metre ¦ Source: CivilDAR_2019_Vol_2.pdf, page 593
Code | Description | Unit | Quantity | Rate (Rs.) | Amount (Rs.) | Note
18.41.1A | Rate as per item 18.41.1A - Providing and filling sand of grading zone V or coarser grade, allround the G.I. pipes in external work - S... | cum | 0.77 | 1927.15
Calculated W - SUM of the Amount column above
W as printed in the DAR |  |  |  |  | not printed | This item prints no W (rate table or sub-analysis).
SAY (Rs.) - final DAR rate as printed (fixed value, not computed) |  |  |  |  | 148.4
18.41 | Providing and filling sand of grading zone V or coarser grade, allround the G.I. pipes in external work :
18.41.4 | 32 mm diameter pipe
Details of cost for 10 metre ¦ Source: CivilDAR_2019_Vol_2.pdf, page 594
Code | Description | Unit | Quantity | Rate (Rs.) | Amount (Rs.) | Note
18.41.1A | Rate as per item 18.41.1A - Providing and filling sand of grading zone V or coarser grade, allround the G.I. pipes in external work - S... | cum | 0.79 | 1927.15
Calculated W - SUM of the Amount column above
W as printed in the DAR |  |  |  |  | not printed | This item prints no W (rate table or sub-analysis).
SAY (Rs.) - final DAR rate as printed (fixed value, not computed) |  |  |  |  | 152.25
18.41 | Providing and filling sand of grading zone V or coarser grade, allround the G.I. pipes in external work :
18.41.5 | 40 mm diameter pipe
Details of cost for 10 metre ¦ Source: CivilDAR_2019_Vol_2.pdf, page 594
Code | Description | Unit | Quantity | Rate (Rs.) | Amount (Rs.) | Note
18.41.1A | Rate as per item 18.41.1A - Providing and filling sand of grading zone V or coarser grade, allround the G.I. pipes in external work - S... | cum | 0.8 | 1927.15
Calculated W - SUM of the Amount column above
W as printed in the DAR |  |  |  |  | not printed | This item prints no W (rate table or sub-analysis).
SAY (Rs.) - final DAR rate as printed (fixed value, not computed) |  |  |  |  | 154.15
18.41 | Providing and filling sand of grading zone V or coarser grade, allround the G.I. pipes in external work :
18.41.6 | 50 mm diameter pipe
Details of cost for 10 metre ¦ Source: CivilDAR_2019_Vol_2.pdf, page 595
Code | Description | Unit | Quantity | Rate (Rs.) | Amount (Rs.) | Note
18.41.1A | Rate as per item 18.41.1A - Providing and filling sand of grading zone V or coarser grade, allround the G.I. pipes in external work - S... | cum | 0.83 | 1927.15
Calculated W - SUM of the Amount column above
W as printed in the DAR |  |  |  |  | not printed | This item prints no W (rate table or sub-analysis).
SAY (Rs.) - final DAR rate as printed (fixed value, not computed) |  |  |  |  | 159.95
18.41 | Providing and filling sand of grading zone V or coarser grade, allround the G.I. pipes in external work :
18.41.7 | 65 mm diameter pipe
Details of cost for 10 metre ¦ Source: CivilDAR_2019_Vol_2.pdf, page 595
Code | Description | Unit | Quantity | Rate (Rs.) | Amount (Rs.) | Note
18.41.1A | Rate as per item 18.41.1A - Providing and filling sand of grading zone V or coarser grade, allround the G.I. pipes in external work - S... | cum | 1.31 | 1927.15
Calculated W - SUM of the Amount column above
W as printed in the DAR |  |  |  |  | not printed | This item prints no W (rate table or sub-analysis).
SAY (Rs.) - final DAR rate as printed (fixed value, not computed) |  |  |  |  | 252.45
18.41 | Providing and filling sand of grading zone V or coarser grade, allround the G.I. pipes in external work :
18.41.8 | 80 mm diameter pipe
Details of cost for 10 metre ¦ Source: CivilDAR_2019_Vol_2.pdf, page 595
Code | Description | Unit | Quantity | Rate (Rs.) | Amount (Rs.) | Note
18.41.1A | Rate as per item 18.41.1A - Providing and filling sand of grading zone V or coarser grade, allround the G.I. pipes in external work - S... | cum | 1.35 | 1927.15
Calculated W - SUM of the Amount column above
W as printed in the DAR |  |  |  |  | not printed | This item prints no W (rate table or sub-analysis).
SAY (Rs.) - final DAR rate as printed (fixed value, not computed) |  |  |  |  | 260.15
18.41 | Providing and filling sand of grading zone V or coarser grade, allround the G.I. pipes in external work :
18.41.9 | 100 mm diameter pipe
Details of cost for 10 metre ¦ Source: CivilDAR_2019_Vol_2.pdf, page 596
Code | Description | Unit | Quantity | Rate (Rs.) | Amount (Rs.) | Note
18.41.1A | Rate as per item 18.41.1A - Providing and filling sand of grading zone V or coarser grade, allround the G.I. pipes in external work - S... | cum | 1.43 | 1927.15
Calculated W - SUM of the Amount column above
W as printed in the DAR |  |  |  |  | not printed | This item prints no W (rate table or sub-analysis).
SAY (Rs.) - final DAR rate as printed (fixed value, not computed) |  |  |  |  | 275.6
18.41 | Providing and filling sand of grading zone V or coarser grade, allround the G.I. pipes in external work :
18.41.10 | 150 mm diameter pipe
Details of cost for 10 metre ¦ Source: CivilDAR_2019_Vol_2.pdf, page 596
Code | Description | Unit | Quantity | Rate (Rs.) | Amount (Rs.) | Note
18.41.1A | Rate as per item 18.41.1A - Providing and filling sand of grading zone V or coarser grade, allround the G.I. pipes in external work - S... | cum | 2.13 | 1927.15
Calculated W - SUM of the Amount column above
W as printed in the DAR |  |  |  |  | not printed | This item prints no W (rate table or sub-analysis).
SAY (Rs.) - final DAR rate as printed (fixed value, not computed) |  |  |  |  | 410.5
18.42 | Boring with 100 mm diameter casing pipe for hand pump / tubewell, in all soils except ordinary hard rocks requiring blasting, including removing the casing pipe after the hand pump / tube well is lowered and tested :
18.42.1 | Up to 6 metres depth
Details of cost for 6 metre ¦ Source: CivilDAR_2019_Vol_2.pdf, page 597
Code | Description | Unit | Quantity | Rate (Rs.) | Amount (Rs.) | Note
0116 | Fitter (grade 1) | day | 0.5 | 738
0114 | Beldar | day | 3 | 558
0010 | Hire charges of Derrick monkey rope and other accessories | day | 0.5 | 750
1472 | Casing pipe 100 mm dia | metre | 0.12 | 335
9999 | Sundries | L.S. | 13.52 | 2
Calculated W - SUM of the Amount column above
W as printed in the DAR |  |  |  |  | 2485.24
Difference (calculated - printed)
SAY (Rs.) - final DAR rate as printed (fixed value, not computed) |  |  |  |  | 554.2
18.42 | Boring with 100 mm diameter casing pipe for hand pump / tubewell, in all soils except ordinary hard rocks requiring blasting, including removing the casing pipe after the hand pump / tube well is lowered and tested :
18.42.2 | Beyond 6 m and up to 12 m depth
Details of cost for 6 metre ¦ Source: CivilDAR_2019_Vol_2.pdf, page 597
Code | Description | Unit | Quantity | Rate (Rs.) | Amount (Rs.) | Note
0116 | Fitter (grade 1) | day | 0.62 | 738
0114 | Beldar | day | 3.5 | 558
0010 | Hire charges of Derrick monkey rope and other accessories | day | 0.62 | 750
1472 | Casing pipe 100 mm dia | metre | 0.12 | 335
9999 | Sundries | L.S. | 13.52 | 2
Calculated W - SUM of the Amount column above
W as printed in the DAR |  |  |  |  | 2942.8
Difference (calculated - printed)
SAY (Rs.) - final DAR rate as printed (fixed value, not computed) |  |  |  |  | 656.2
18.42 | Boring with 100 mm diameter casing pipe for hand pump / tubewell, in all soils except ordinary hard rocks requiring blasting, including removing the casing pipe after the hand pump / tube well is lowered and tested :
18.42.3 | Beyond 12 m and up to 18 m depth
Details of cost for 6 metre ¦ Source: CivilDAR_2019_Vol_2.pdf, page 598
Code | Description | Unit | Quantity | Rate (Rs.) | Amount (Rs.) | Note
0116 | Fitter (grade 1) | day | 0.75 | 738
0114 | Beldar | day | 4 | 558
0010 | Hire charges of Derrickmonkey rope and other accessories | day | 0.75 | 750
1472 | Casing pipe 100 mm dia | metre | 0.12 | 335
9999 | Sundries | L.S. | 13.52 | 2
Calculated W - SUM of the Amount column above
W as printed in the DAR |  |  |  |  | 3415.24
Difference (calculated - printed)
SAY (Rs.) - final DAR rate as printed (fixed value, not computed) |  |  |  |  | 761.55
18.43 | Providing and placing in position filters of 40 mm diameter G.I. pipe with brass strainer of approved quality.
Details of cost for 1.5 metre ¦ Source: CivilDAR_2019_Vol_2.pdf, page 598
Code | Description | Unit | Quantity | Rate (Rs.) | Amount (Rs.) | Note
1882 | Strainer brass 40 mm dia 1.5 metre long | each | 1 | 600
9977 | Carriage to site | L.S. | 13.52 | 2
0116 | Fitter (grade 1) | day | 0.17 | 738
0114 | Beldar | day | 0.17 | 558
9999 | Sundreis including hamp white lead etc. | L.S. | 7.15 | 2
Calculated W - SUM of the Amount column above
W as printed in the DAR |  |  |  |  | 861.66
Difference (calculated - printed)
SAY (Rs.) - final DAR rate as printed (fixed value, not computed) |  |  |  |  | 768.55
18.44 | Providing and fixing to filter and lowering to proper levels 40 mm G.I. pipe for tube well including cleaning and priming the tube well.
Details of cost for 10 metre ¦ Source: CivilDAR_2019_Vol_2.pdf, page 599
Code | Description | Unit | Quantity | Rate (Rs.) | Amount (Rs.) | Note
1549 | G.I. pipes 40 mm dia | metre | 10.2 | 250
2271 | Carriage of G.I. pipes below 100 mm dia | tonne | 0.03723 | 92.24
9999 | White lead, hamp and oil etc. | L.S. | 6.76 | 2
0116 | Fitter (grade 1) | day | 0.33 | 738
0114 | Beldar | day | 0.75 | 558
9999 | Sundries | L.S. | 7.25 | 2
Calculated W - SUM of the Amount column above
W as printed in the DAR |  |  |  |  | 3243.49
Difference (calculated - printed)
SAY (Rs.) - final DAR rate as printed (fixed value, not computed) |  |  |  |  | 433.95
18.45 | Providing and placing in position hand pump of approved quality for 40 mm diameter G.I. pipe complete with all accessories.
Details of cost for 1 pump ¦ Source: CivilDAR_2019_Vol_2.pdf, page 599
Code | Description | Unit | Quantity | Rate (Rs.) | Amount (Rs.) | Note
1693 | S.C.I. hand pump | each | 1 | 670
9977 | Carriage | L.S. | 13.52 | 2
0116 | Fitter (grade 1) | day | 0.1 | 738
0114 | Beldar | day | 0.1 | 558
9999 | Sundries | L.S. | 4.42 | 2
Calculated W - SUM of the Amount column above
W as printed in the DAR |  |  |  |  | 835.48
Difference (calculated - printed)
SAY (Rs.) - final DAR rate as printed (fixed value, not computed) |  |  |  |  | 1117.8
18.46 | Providing and fixing G.I. Union in G.I. pipe including cutting and threading the pipe and making long screws etc. complete (New work) :
18.46.1 | 15 mm nominal bore
Details of cost for 1 no ¦ Source: CivilDAR_2019_Vol_2.pdf, page 600
Code | Description | Unit | Quantity | Rate (Rs.) | Amount (Rs.) | Note
1641 | G.I. Union 15 mm nominal bore | each | 1 | 30
9988 | Carriage of materials and sundries | L.S. | 1.82 | 2
0116 | Fitter (grade 1) | day | 0.11 | 738
0114 | Beldar | day | 0.11 | 558
Calculated W - SUM of the Amount column above
W as printed in the DAR |  |  |  |  | 176.2
Difference (calculated - printed)
SAY (Rs.) - final DAR rate as printed (fixed value, not computed) |  |  |  |  | 235.75
18.46 | Providing and fixing G.I. Union in G.I. pipe including cutting and threading the pipe and making long screws etc. complete (New work) :
18.46.2 | 20 mm nominal bore
Details of cost for 1 no ¦ Source: CivilDAR_2019_Vol_2.pdf, page 600
Code | Description | Unit | Quantity | Rate (Rs.) | Amount (Rs.) | Note
1642 | G.I. Union 20 mm nominal bore | each | 1 | 49
9988 | Carriage of materials and sundries | L.S. | 1.82 | 2
0116 | Fitter (grade 1) | day | 0.11 | 738
0114 | Beldar | day | 0.11 | 558
Calculated W - SUM of the Amount column above
W as printed in the DAR |  |  |  |  | 195.2
Difference (calculated - printed)
SAY (Rs.) - final DAR rate as printed (fixed value, not computed) |  |  |  |  | 261.15
18.46 | Providing and fixing G.I. Union in G.I. pipe including cutting and threading the pipe and making long screws etc. complete (New work) :
18.46.3 | 25 mm nominal bore
Details of cost for 1 no ¦ Source: CivilDAR_2019_Vol_2.pdf, page 601
Code | Description | Unit | Quantity | Rate (Rs.) | Amount (Rs.) | Note
1643 | G.I. Union 25 mm nominal bore | each | 1 | 108
9988 | Carriage of materials and sundries | L.S. | 1.82 | 2
0116 | Fitter (grade 1) | day | 0.11 | 738
0114 | Beldar | day | 0.11 | 558
Calculated W - SUM of the Amount column above
W as printed in the DAR |  |  |  |  | 254.2
Difference (calculated - printed)
SAY (Rs.) - final DAR rate as printed (fixed value, not computed) |  |  |  |  | 340.1
18.46 | Providing and fixing G.I. Union in G.I. pipe including cutting and threading the pipe and making long screws etc. complete (New work) :
18.46.4 | 32 mm nominal bore
Details of cost for 1 no ¦ Source: CivilDAR_2019_Vol_2.pdf, page 601
Code | Description | Unit | Quantity | Rate (Rs.) | Amount (Rs.) | Note
1644 | G.I. Union 32 mm nominal bore | each | 1 | 141
9988 | Carriage of materials and sundries | L.S. | 1.82 | 2
0116 | Fitter (grade 1) | day | 0.11 | 738
0114 | Beldar | day | 0.11 | 558
Calculated W - SUM of the Amount column above
W as printed in the DAR |  |  |  |  | 287.2
Difference (calculated - printed)
SAY (Rs.) - final DAR rate as printed (fixed value, not computed) |  |  |  |  | 384.25
18.46 | Providing and fixing G.I. Union in G.I. pipe including cutting and threading the pipe and making long screws etc. complete (New work) :
18.46.5 | 40 mm nominal bore
Details of cost for 1 no ¦ Source: CivilDAR_2019_Vol_2.pdf, page 602
Code | Description | Unit | Quantity | Rate (Rs.) | Amount (Rs.) | Note
1645 | G.I. Union 40 mm nominal bore | each | 1 | 192
9988 | Carriage of materials and sundries | L.S. | 1.82 | 2
0116 | Fitter (grade 1) | day | 0.11 | 738
0114 | Beldar | day | 0.11 | 558
Calculated W - SUM of the Amount column above
W as printed in the DAR |  |  |  |  | 338.2
Difference (calculated - printed)
SAY (Rs.) - final DAR rate as printed (fixed value, not computed) |  |  |  |  | 452.5
18.46 | Providing and fixing G.I. Union in G.I. pipe including cutting and threading the pipe and making long screws etc. complete (New work) :
18.46.6 | 50 mm nominal bore
Details of cost for 1 no ¦ Source: CivilDAR_2019_Vol_2.pdf, page 602
Code | Description | Unit | Quantity | Rate (Rs.) | Amount (Rs.) | Note
1646 | G.I. Union 50 mm nominal bore | each | 1 | 249
9988 | Carriage of materials and sundries | L.S. | 1.82 | 2
0116 | Fitter (grade 1) | day | 0.15 | 738
0114 | Beldar | day | 0.15 | 558
Calculated W - SUM of the Amount column above
W as printed in the DAR |  |  |  |  | 447.04
Difference (calculated - printed)
SAY (Rs.) - final DAR rate as printed (fixed value, not computed) |  |  |  |  | 598.1
18.46 | Providing and fixing G.I. Union in G.I. pipe including cutting and threading the pipe and making long screws etc. complete (New work) :
18.46.7 | 65 mm nominal bore
Details of cost for 1 no ¦ Source: CivilDAR_2019_Vol_2.pdf, page 603
Code | Description | Unit | Quantity | Rate (Rs.) | Amount (Rs.) | Note
1647 | G.I. Union 65 mm nominal bore | each | 1 | 504
9988 | Carriage of materials and sundries | L.S. | 1.82 | 2
0116 | Fitter (grade 1) | day | 0.15 | 738
0114 | Beldar | day | 0.15 | 558
Calculated W - SUM of the Amount column above
W as printed in the DAR |  |  |  |  | 702.04
Difference (calculated - printed)
SAY (Rs.) - final DAR rate as printed (fixed value, not computed) |  |  |  |  | 939.3
18.46 | Providing and fixing G.I. Union in G.I. pipe including cutting and threading the pipe and making long screws etc. complete (New work) :
18.46.8 | 80 mm nominal bore
Details of cost for 1 no ¦ Source: CivilDAR_2019_Vol_2.pdf, page 603
Code | Description | Unit | Quantity | Rate (Rs.) | Amount (Rs.) | Note
1648 | G.I. Union 80mm nominal bore | each | 1 | 563
9988 | Carriage of materials and sundries | L.S. | 1.82 | 2
0116 | Fitter (grade 1) | day | 0.15 | 738
0114 | Beldar | day | 0.15 | 558
Calculated W - SUM of the Amount column above
W as printed in the DAR |  |  |  |  | 761.04
Difference (calculated - printed)
SAY (Rs.) - final DAR rate as printed (fixed value, not computed) |  |  |  |  | 1018.2
18.47 | Providing and fixing G.I. Union in existing G.I. pipe line, cutting and threading the pipe and making long screws, including excavation, refilling the earth or cutting of wall and making good the same complete wherever required :
18.47.1 | 15 mm nominal bore
Details of cost for 1 no ¦ Source: CivilDAR_2019_Vol_2.pdf, page 604
Code | Description | Unit | Quantity | Rate (Rs.) | Amount (Rs.) | Note
1641 | G.I. Union 15 mm nominal bore | each | 1 | 30
9988 | Carriage of materials and sundries | L.S. | 1.82 | 2
0116 | Fitter (grade 1) | day | 0.33 | 738
0114 | Beldar | day | 0.33 | 558
Calculated W - SUM of the Amount column above
W as printed in the DAR |  |  |  |  | 461.32
Difference (calculated - printed)
SAY (Rs.) - final DAR rate as printed (fixed value, not computed) |  |  |  |  | 617.2
18.47 | Providing and fixing G.I. Union in existing G.I. pipe line, cutting and threading the pipe and making long screws, including excavation, refilling the earth or cutting of wall and making good the same complete wherever required :
18.47.2 | 20 mm nominal bore
Details of cost for 1 no ¦ Source: CivilDAR_2019_Vol_2.pdf, page 604
Code | Description | Unit | Quantity | Rate (Rs.) | Amount (Rs.) | Note
1642 | G.I. Union 20 mm nominal bore | each | 1 | 49
9988 | Carriage of materials and sundries | L.S. | 1.82 | 2
0116 | Fitter (grade 1) | day | 0.33 | 738
0114 | Beldar | day | 0.33 | 558
Calculated W - SUM of the Amount column above
W as printed in the DAR |  |  |  |  | 480.32
Difference (calculated - printed)
SAY (Rs.) - final DAR rate as printed (fixed value, not computed) |  |  |  |  | 642.65
18.47 | Providing and fixing G.I. Union in existing G.I. pipe line, cutting and threading the pipe and making long screws, including excavation, refilling the earth or cutting of wall and making good the same complete wherever required :
18.47.3 | 25 mm nominal bore
Details of cost for 1 no ¦ Source: CivilDAR_2019_Vol_2.pdf, page 605
Code | Description | Unit | Quantity | Rate (Rs.) | Amount (Rs.) | Note
1643 | G.I. Union 25 mm nominal bore | each | 1 | 108
9988 | Carriage of materials and sundries | L.S. | 1.82 | 2
0116 | Fitter (grade 1) | day | 0.33 | 738
0114 | Beldar | day | 0.33 | 558
Calculated W - SUM of the Amount column above
W as printed in the DAR |  |  |  |  | 539.32
Difference (calculated - printed)
SAY (Rs.) - final DAR rate as printed (fixed value, not computed) |  |  |  |  | 721.6
18.47 | Providing and fixing G.I. Union in existing G.I. pipe line, cutting and threading the pipe and making long screws, including excavation, refilling the earth or cutting of wall and making good the same complete wherever required :
18.47.4 | 32 mm nominal bore
Details of cost for 1 no ¦ Source: CivilDAR_2019_Vol_2.pdf, page 605
Code | Description | Unit | Quantity | Rate (Rs.) | Amount (Rs.) | Note
1644 | G.I. Union 32 mm nominal bore | each | 1 | 141
9988 | Carriage of materials and sundries | L.S. | 1.82 | 2
0116 | Fitter (grade 1) | day | 0.33 | 738
0114 | Beldar | day | 0.33 | 558
Calculated W - SUM of the Amount column above
W as printed in the DAR |  |  |  |  | 572.32
Difference (calculated - printed)
SAY (Rs.) - final DAR rate as printed (fixed value, not computed) |  |  |  |  | 765.75
18.47 | Providing and fixing G.I. Union in existing G.I. pipe line, cutting and threading the pipe and making long screws, including excavation, refilling the earth or cutting of wall and making good the same complete wherever required :
18.47.5 | 40 mm nominal bore
Details of cost for 1 no ¦ Source: CivilDAR_2019_Vol_2.pdf, page 606
Code | Description | Unit | Quantity | Rate (Rs.) | Amount (Rs.) | Note
1645 | G.I. Union 40 mm nominal bore | each | 1 | 192
9988 | Carriage of materials and sundries | L.S. | 1.82 | 2
0116 | Fitter (grade 1) | day | 0.33 | 738
0114 | Beldar | day | 0.33 | 558
Calculated W - SUM of the Amount column above
W as printed in the DAR |  |  |  |  | 623.32
Difference (calculated - printed)
SAY (Rs.) - final DAR rate as printed (fixed value, not computed) |  |  |  |  | 833.95
18.47 | Providing and fixing G.I. Union in existing G.I. pipe line, cutting and threading the pipe and making long screws, including excavation, refilling the earth or cutting of wall and making good the same complete wherever required :
18.47.6 | 50 mm nominal bore
Details of cost for 1 no ¦ Source: CivilDAR_2019_Vol_2.pdf, page 606
Code | Description | Unit | Quantity | Rate (Rs.) | Amount (Rs.) | Note
1646 | G.I. Union 50 mm nominal bore | each | 1 | 249
9988 | Carriage of materials and sundries | L.S. | 1.82 | 2
0116 | Fitter (grade 1) | day | 0.45 | 738
0114 | Beldar | day | 0.45 | 558
Calculated W - SUM of the Amount column above
W as printed in the DAR |  |  |  |  | 835.84
Difference (calculated - printed)
SAY (Rs.) - final DAR rate as printed (fixed value, not computed) |  |  |  |  | 1118.3
18.47 | Providing and fixing G.I. Union in existing G.I. pipe line, cutting and threading the pipe and making long screws, including excavation, refilling the earth or cutting of wall and making good the same complete wherever required :
18.47.7 | 65 mm nominal bore
Details of cost for 1 no ¦ Source: CivilDAR_2019_Vol_2.pdf, page 606
Code | Description | Unit | Quantity | Rate (Rs.) | Amount (Rs.) | Note
1647 | G.I. Union 65 mm nominal bore | each | 1 | 504
9988 | Carriage of materials and sundries | L.S. | 1.82 | 2
0116 | Fitter (grade 1) | day | 0.45 | 738
0114 | Beldar | day | 0.45 | 558
Calculated W - SUM of the Amount column above
W as printed in the DAR |  |  |  |  | 1090.84
Difference (calculated - printed)
SAY (Rs.) - final DAR rate as printed (fixed value, not computed) |  |  |  |  | 1459.5
18.47 | Providing and fixing G.I. Union in existing G.I. pipe line, cutting and threading the pipe and making long screws, including excavation, refilling the earth or cutting of wall and making good the same complete wherever required :
18.47.8 | 80 mm nominal bore
Details of cost for 1 no ¦ Source: CivilDAR_2019_Vol_2.pdf, page 607
Code | Description | Unit | Quantity | Rate (Rs.) | Amount (Rs.) | Note
1648 | G.I. Union 80mm nominal bore | each | 1 | 563
9988 | Carriage of materials and sundries | L.S. | 1.82 | 2
0116 | Fitter (grade 1) | day | 0.45 | 738
0114 | Beldar | day | 0.45 | 558
Calculated W - SUM of the Amount column above
W as printed in the DAR |  |  |  |  | 1149.84
Difference (calculated - printed)
SAY (Rs.) - final DAR rate as printed (fixed value, not computed) |  |  |  |  | 1538.4
18.48 | Providing and placing on terrace (at all floor levels) polyethylene water storage tank, IS : 12701 marked, with cover and suitable locking arrangement and making necessary holes for inlet, outlet and overflow pipes but without fittings and the base support for tank.
Details of cost for 500 litre ¦ Source: CivilDAR_2019_Vol_2.pdf, page 607
Code | Description | Unit | Quantity | Rate (Rs.) | Amount (Rs.) | Note
1649 | Polyethylene water storage tank with cover and suitable locking arrangement per | litre | 500 | 5.5
9977 | Carriage to site | L.S. | 179.4 | 2
9999 | Placing at terrace | L.S. | 89.7 | 2
Calculated W - SUM of the Amount column above
W as printed in the DAR |  |  |  |  | 3288.2
Difference (calculated - printed)
SAY (Rs.) - final DAR rate as printed (fixed value, not computed) |  |  |  |  | 8.8
18.48A | Providing and fixing rectangular high density polyethylene water storage loft tank with cover, conforming to ISI : 12701, colour of opaque white or as approved by Engineer-in-charge. The rate includes making necessary holes for inlet, outlet & over flow pipes. The base support i/c fittings & fixtures for tank shall be paid separately.
Details of cost for 500 liters ¦ Source: CivilDAR_2019_Vol_2.pdf, page 608
Code | Description | Unit | Quantity | Rate (Rs.) | Amount (Rs.) | Note
1649 | Polyethylene water storage tank with cover and suitable locking arrangement per | litre | 500 | 5.5
9977 | Carriage to site | L.S. | 179.4 | 2
9999 | Placing at terrace | L.S. | 89.7 | 2
Calculated W - SUM of the Amount column above
W as printed in the DAR |  |  |  |  | 3288.2
Difference (calculated - printed)
SAY (Rs.) - final DAR rate as printed (fixed value, not computed) |  |  |  |  | 8.8
18.49 | Providing and fixing C.P. brass bib cock of approved quality conforming to IS:8931 :
18.49.1 | 15 mm nominal bore
Details of cost for 1 no ¦ Source: CivilDAR_2019_Vol_2.pdf, page 608
Code | Description | Unit | Quantity | Rate (Rs.) | Amount (Rs.) | Note
7257 | C.P. Brass bibcock 15 mm | each | 1 | 290
9988 | Carrige of material and fixing charges | L.S. | 11.57 | 2
Calculated W - SUM of the Amount column above
W as printed in the DAR |  |  |  |  | 313.14
Difference (calculated - printed)
SAY (Rs.) - final DAR rate as printed (fixed value, not computed) |  |  |  |  | 418.95
18.50 | Providing and fixing C.P. brass long nose bib cock of approved quality conforming to IS standards and weighing not less than 810 gms.
18.50.1 | 15 mm nominal bore
Details of cost for 1 no ¦ Source: CivilDAR_2019_Vol_2.pdf, page 609
Code | Description | Unit | Quantity | Rate (Rs.) | Amount (Rs.) | Note
7258 | C.P. Brass long nose bibcock 15 mm | each | 1 | 430
9988 | Carrige of material and fixing charges | L.S. | 16.25 | 2
Calculated W - SUM of the Amount column above
W as printed in the DAR |  |  |  |  | 462.5
Difference (calculated - printed)
SAY (Rs.) - final DAR rate as printed (fixed value, not computed) |  |  |  |  | 618.8
18.51 | Providing and fixing C.P. brass long body bib cock of approved quality conforming to IS standards and weighing not less than 690 gms.
18.51.1 | 15 mm nominal bore
Details of cost for 1 no ¦ Source: CivilDAR_2019_Vol_2.pdf, page 609
Code | Description | Unit | Quantity | Rate (Rs.) | Amount (Rs.) | Note
7259 | C.P. Brass long body bibcock 15 mm | each | 1 | 385
9988 | Carrige of material and fixing charges | L.S. | 13.91 | 2
Calculated W - SUM of the Amount column above
W as printed in the DAR |  |  |  |  | 412.82
Difference (calculated - printed)
SAY (Rs.) - final DAR rate as printed (fixed value, not computed) |  |  |  |  | 552.35
18.52 | Providing and fixing C.P. brass stop cock (concealed) of standard design and of approved make conforming to IS:8931.
18.52.1 | 15 mm nominal bore
Details of cost for 1 no ¦ Source: CivilDAR_2019_Vol_2.pdf, page 610
Code | Description | Unit | Quantity | Rate (Rs.) | Amount (Rs.) | Note
7260 | C.P. Brass stop cock (concealed) 15 mm | each | 1 | 430
9988 | Carrige of material and fixing charges | L.S. | 11.57 | 2
Calculated W - SUM of the Amount column above
W as printed in the DAR |  |  |  |  | 453.14
Difference (calculated - printed)
SAY (Rs.) - final DAR rate as printed (fixed value, not computed) |  |  |  |  | 606.25
18.53 | Providing and fixing C.P. brass angle valve for basin mixer and geyser points of approved quality conforming to IS:8931
18.53.1 | 15mm nominal bore
Details of cost for 1 no ¦ Source: CivilDAR_2019_Vol_2.pdf, page 610
Code | Description | Unit | Quantity | Rate (Rs.) | Amount (Rs.) | Note
7261 | C.P. Brass angle valve 15 mm | each | 1 | 375
9988 | Carriage and fixing charges | L.S. | 11.31 | 2
Calculated W - SUM of the Amount column above
W as printed in the DAR |  |  |  |  | 397.62
Difference (calculated - printed)
SAY (Rs.) - final DAR rate as printed (fixed value, not computed) |  |  |  |  | 532
18.53A | Providing and fixing C.P. Brass extension nipple (size 15mmx50mm) of approved make and quality as per direction of Engineer-in-charge.
Details of cost for 1 no ¦ Source: CivilDAR_2019_Vol_2.pdf, page 610
Code | Description | Unit | Quantity | Rate (Rs.) | Amount (Rs.) | Note
0593 | C.P. Brass Extension Nipple (1/2"x2" size) | each | 1 | 40
9999 | Sundries | L.S. | 2.89 | 2
Calculated W - SUM of the Amount column above
W as printed in the DAR |  |  |  |  | 45.78
Difference (calculated - printed)
SAY (Rs.) - final DAR rate as printed (fixed value, not computed) |  |  |  |  | 61.25
18.54 | Providing and fixing PTMT bib cock of approved quality and colour.
18.54.1 | 15mm nominal bore, 86 mm long, weighing not less than 88 gms
Details of cost for 1 no ¦ Source: CivilDAR_2019_Vol_2.pdf, page 611
Code | Description | Unit | Quantity | Rate (Rs.) | Amount (Rs.) | Note
7400 | 15 mm PTMT bib cock | each | 1 | 71
9988 | Carriage of materials and fixing charges | L.S. | 8.06 | 2
Calculated W - SUM of the Amount column above
W as printed in the DAR |  |  |  |  | 87.12
Difference (calculated - printed)
SAY (Rs.) - final DAR rate as printed (fixed value, not computed) |  |  |  |  | 116.55
18.54 | Providing and fixing PTMT bib cock of approved quality and colour.
18.54.2 | 15 mm nominal bore, 122mm long, weighing not less than 99 gms
Details of cost for 1 no ¦ Source: CivilDAR_2019_Vol_2.pdf, page 611
Code | Description | Unit | Quantity | Rate (Rs.) | Amount (Rs.) | Note
7401 | 15 mm PTMT bib cockwith flange (fancy) | each | 1 | 105
9988 | Carriage of materials and fixing charges | L.S. | 8.06 | 2
Calculated W - SUM of the Amount column above
W as printed in the DAR |  |  |  |  | 121.12
Difference (calculated - printed)
SAY (Rs.) - final DAR rate as printed (fixed value, not computed) |  |  |  |  | 162.05
18.54 | Providing and fixing PTMT bib cock of approved quality and colour.
18.54.3 | 15 mm nominal bore, 165 mm long, weighing not less than 110 gms
Details of cost for 1 no ¦ Source: CivilDAR_2019_Vol_2.pdf, page 612
Code | Description | Unit | Quantity | Rate (Rs.) | Amount (Rs.) | Note
7402 | 15 mm PTMT bib cock long body with flange | each | 1 | 116
9988 | Carriage of materials and fixing charges | L.S. | 8.06 | 2
Calculated W - SUM of the Amount column above
W as printed in the DAR |  |  |  |  | 132.12
Difference (calculated - printed)
SAY (Rs.) - final DAR rate as printed (fixed value, not computed) |  |  |  |  | 176.75
18.54 | Providing and fixing PTMT bib cock of approved quality and colour.
18.54.4 | 15 mm nominal bore, 90 mm long, weighing not less than 93 gms
Details of cost for 1 no ¦ Source: CivilDAR_2019_Vol_2.pdf, page 612
Code | Description | Unit | Quantity | Rate (Rs.) | Amount (Rs.) | Note
7859 | P.T.M.T. Bib cock with nozzle 15mm | each | 1 | 154.5
9988 | Carriage of materials and fixing charges | L.S. | 8.06 | 2
Calculated W - SUM of the Amount column above
W as printed in the DAR |  |  |  |  | 170.62
Difference (calculated - printed)
SAY (Rs.) - final DAR rate as printed (fixed value, not computed) |  |  |  |  | 228.3
18.55 | Providing and fixing PTMT stop cock of approved quality and colour.
18.55.1 | 15 mm nominal bore, 86 mm long, weighing not less than 88 gms
Details of cost for 1 no ¦ Source: CivilDAR_2019_Vol_2.pdf, page 612
Code | Description | Unit | Quantity | Rate (Rs.) | Amount (Rs.) | Note
7403 | 15 mm dia PTMT stop cock (male thread) | each | 1 | 71
9988 | Carriage of materials and fixing charges | L.S. | 8.06 | 2
Calculated W - SUM of the Amount column above
W as printed in the DAR |  |  |  |  | 87.12
Difference (calculated - printed)
SAY (Rs.) - final DAR rate as printed (fixed value, not computed) |  |  |  |  | 116.55
18.55 | Providing and fixing PTMT stop cock of approved quality and colour.
18.55.2 | 20 mm nominal bore, 89 mm long, weighing not less than 88 gms
Details of cost for 1 no ¦ Source: CivilDAR_2019_Vol_2.pdf, page 613
Code | Description | Unit | Quantity | Rate (Rs.) | Amount (Rs.) | Note
7405 | 20 mm dia. PTMT stop cock | each | 1 | 97
9988 | Carriage of materials and fixing charges | L.S. | 8.06 | 2
Calculated W - SUM of the Amount column above
W as printed in the DAR |  |  |  |  | 113.12
Difference (calculated - printed)
SAY (Rs.) - final DAR rate as printed (fixed value, not computed) |  |  |  |  | 151.35
18.55 | Providing and fixing PTMT stop cock of approved quality and colour.
18.55.3 | Concealed stop cock, 15 mm nominal bore, 108 mm long, weighing not less than 108 gms
Details of cost for 1 no ¦ Source: CivilDAR_2019_Vol_2.pdf, page 613
Code | Description | Unit | Quantity | Rate (Rs.) | Amount (Rs.) | Note
7861 | P.T.M.T. Stop cock (concealed) 15mm | each | 1 | 133.5
9988 | Carriage of materials and fixing charges | L.S. | 8.06 | 2
Calculated W - SUM of the Amount column above
W as printed in the DAR |  |  |  |  | 149.62
Difference (calculated - printed)
SAY (Rs.) - final DAR rate as printed (fixed value, not computed) |  |  |  |  | 200.2
18.56 | Providing and fixing PTMT pillar cock of approved quality and colour.
18.56.1 | 15 mm nominal bore, 107 mm long, weighing not less than 110 gms
Details of cost for 1 no ¦ Source: CivilDAR_2019_Vol_2.pdf, page 614
Code | Description | Unit | Quantity | Rate (Rs.) | Amount (Rs.) | Note
7406 | PTMT pillar cock | each | 1 | 125
9988 | Carriage of materials and fixing charges | L.S. | 9.49 | 2
Calculated W - SUM of the Amount column above
W as printed in the DAR |  |  |  |  | 143.98
Difference (calculated - printed)
SAY (Rs.) - final DAR rate as printed (fixed value, not computed) |  |  |  |  | 192.65
18.56 | Providing and fixing PTMT pillar cock of approved quality and colour.
18.56.2 | 15 mm nominal bore, 125 mm long foam flow, weighing not less than 120 gms
Details of cost for 1 no ¦ Source: CivilDAR_2019_Vol_2.pdf, page 614
Code | Description | Unit | Quantity | Rate (Rs.) | Amount (Rs.) | Note
7410 | PTMT pillar cock (fancy) 15 mm foam flow. | each | 1 | 138
9988 | Carriage of materials and fixing charges | L.S. | 9.49 | 2
Calculated W - SUM of the Amount column above
W as printed in the DAR |  |  |  |  | 156.98
Difference (calculated - printed)
SAY (Rs.) - final DAR rate as printed (fixed value, not computed) |  |  |  |  | 210.05
18.57 | Providing and fixing PTMT, push cock of approved quality and colour.
18.57.1 | 15 mm nominal bore, 98 mm long, weighing not less than 75 gms
Details of cost for 1 no ¦ Source: CivilDAR_2019_Vol_2.pdf, page 614
Code | Description | Unit | Quantity | Rate (Rs.) | Amount (Rs.) | Note
7407 | PTMT push cock 15 mm dia. | each | 1 | 62
9988 | Carriage of materials and fixing charges | L.S. | 8.06 | 2
Calculated W - SUM of the Amount column above
W as printed in the DAR |  |  |  |  | 78.12
Difference (calculated - printed)
SAY (Rs.) - final DAR rate as printed (fixed value, not computed) |  |  |  |  | 104.5
18.57 | Providing and fixing PTMT, push cock of approved quality and colour.
18.57.2 | 15 mm nominal bore, 80 mm long, weighing not less than 46 gms
Details of cost for 1 no ¦ Source: CivilDAR_2019_Vol_2.pdf, page 615
Code | Description | Unit | Quantity | Rate (Rs.) | Amount (Rs.) | Note
7408 | PTMT push cock 12 mm dia. 20 mm BSP | each | 1 | 57
9988 | Carriage of materials and fixing charges | L.S. | 8.06 | 2
Calculated W - SUM of the Amount column above
W as printed in the DAR |  |  |  |  | 73.12
Difference (calculated - printed)
SAY (Rs.) - final DAR rate as printed (fixed value, not computed) |  |  |  |  | 97.85
18.58 | Providing and fixing PTMT grating of approved quality and colour.
18.58.1 | Circular type
18.58.1.1 | 100 mm nominal dia
Details of cost for 1 no ¦ Source: CivilDAR_2019_Vol_2.pdf, page 615
Code | Description | Unit | Quantity | Rate (Rs.) | Amount (Rs.) | Note
7409 | PTMT grating 100 mm dia. | each | 1 | 20
9988 | Carriage of materials and fixing charges | L.S. | 4.16 | 2
Calculated W - SUM of the Amount column above
W as printed in the DAR |  |  |  |  | 28.32
Difference (calculated - printed)
SAY (Rs.) - final DAR rate as printed (fixed value, not computed) |  |  |  |  | 37.9
18.58 | Providing and fixing PTMT grating of approved quality and colour.
18.58.1 | Circular type
18.58.1.2 | 125 mm nominal dia with 25 mm waste hole
Details of cost for 1 no ¦ Source: CivilDAR_2019_Vol_2.pdf, page 615
Code | Description | Unit | Quantity | Rate (Rs.) | Amount (Rs.) | Note
7411 | 125 mm grating withwaste hole | each | 1 | 30
9988 | Carriage of materials and fixing charges | L.S. | 4.16 | 2
Calculated W - SUM of the Amount column above
W as printed in the DAR |  |  |  |  | 38.32
Difference (calculated - printed)
SAY (Rs.) - final DAR rate as printed (fixed value, not computed) |  |  |  |  | 51.25
18.58 | Providing and fixing PTMT grating of approved quality and colour.
18.58.2 | Rectangular type with openable circular lid
18.58.2.1 | 150 mm nominal size square 100 mm diameter of the inner hinged round grating
Details of cost for 1 no ¦ Source: CivilDAR_2019_Vol_2.pdf, page 616
Code | Description | Unit | Quantity | Rate (Rs.) | Amount (Rs.) | Note
7412 | Rectangular type with openable circular lid 150 mm size 18 mm high with 100 mm dia. (110 gm) | each | 1 | 118
9988 | Carriage of materials and fixing charges | L.S. | 4.16 | 2
Calculated W - SUM of the Amount column above
W as printed in the DAR |  |  |  |  | 126.32
Difference (calculated - printed)
SAY (Rs.) - final DAR rate as printed (fixed value, not computed) |  |  |  |  | 169
18.59 | Providing and fixing C.I. double acting air valve of approved quality with bolts, nuts, rubber insertions etc. complete (The tail pieces, tapers etc if required will be paid separately) :
18.59.1 | 50 mm dia
Details of cost for 10 air ¦ Source: CivilDAR_2019_Vol_2.pdf, page 616
Code | Description | Unit | Quantity | Rate (Rs.) | Amount (Rs.) | Note
7415 | Double acting air valve 50 mm | each | 10 | 3715
9977 | Carriage of air valves | L.S. | 26 | 2
9999 | Labour for laying double acting air valve | L.S. | 39 | 2
18.30.1 | Rate as per item 18.30.1 - Providing flanged joints to double flanged C.I./ D.I. pipes and specials, including testing of joints - 80... | each | 10 | 169.15
Calculated W - SUM of the Amount column above
W as printed in the DAR |  |  |  |  | 38971.5
Difference (calculated - printed)
SAY (Rs.) - final DAR rate as printed (fixed value, not computed) |  |  |  |  | 5157
18.59 | Providing and fixing C.I. double acting air valve of approved quality with bolts, nuts, rubber insertions etc. complete (The tail pieces, tapers etc if required will be paid separately) :
18.59.2 | 80 mm dia
Details of cost for 10 air ¦ Source: CivilDAR_2019_Vol_2.pdf, page 617
Code | Description | Unit | Quantity | Rate (Rs.) | Amount (Rs.) | Note
7416 | Double acting air valve 80 mm | each | 10 | 4525
9977 | Carriage of air valves | L.S. | 26 | 2
9999 | Labour for laying double acting air valve | L.S. | 39 | 2
18.30.1 | Rate as per item 18.30.1 - Providing flanged joints to double flanged C.I./ D.I. pipes and specials, including testing of joints - 80... | each | 10 | 169.15
Calculated W - SUM of the Amount column above
W as printed in the DAR |  |  |  |  | 47071.5
Difference (calculated - printed)
SAY (Rs.) - final DAR rate as printed (fixed value, not computed) |  |  |  |  | 6240.7
18.59 | Providing and fixing C.I. double acting air valve of approved quality with bolts, nuts, rubber insertions etc. complete (The tail pieces, tapers etc if required will be paid separately) :
18.59.3 | 100 mm dia
Details of cost for 10 air ¦ Source: CivilDAR_2019_Vol_2.pdf, page 617
Code | Description | Unit | Quantity | Rate (Rs.) | Amount (Rs.) | Note
7417 | Double acting air valve 100 mm | each | 10 | 5910
9977 | Carriage of air valves | L.S. | 26 | 2
9999 | Labour for laying double acting air valve | L.S. | 52 | 2
18.30.2 | Rate as per item 18.30.2 - Providing flanged joints to double flanged C.I./ D.I. pipes and specials, including testing of joints - 100... | each | 10 | 265
Calculated W - SUM of the Amount column above
W as printed in the DAR |  |  |  |  | 61906
Difference (calculated - printed)
SAY (Rs.) - final DAR rate as printed (fixed value, not computed) |  |  |  |  | 8193.1
18.60 | Providing and fixing enclosed type water meter (bulk type) conforming to IS :
18.60.1 | 80 mm dia nominal bore
Details of cost for 1 water ¦ Source: CivilDAR_2019_Vol_2.pdf, page 618
Code | Description | Unit | Quantity | Rate (Rs.) | Amount (Rs.) | Note
7418 | Water meter (including testing charges) 80 mm | each | 1 | 2030
9999 | Testing charges | L.S. | 130 | 2
9977 | Carriage of water meter | L.S. | 26 | 2
9999 | Labour for laying water meter | L.S. | 39 | 2
18.30.1 | Rate as per item 18.30.1 - Providing flanged joints to double flanged C.I./ D.I. pipes and specials, including testing of joints - 80... | each | 2 | 169.15
Calculated W - SUM of the Amount column above
W as printed in the DAR |  |  |  |  | 2758.3
Difference (calculated - printed)
SAY (Rs.) - final DAR rate as printed (fixed value, not computed) |  |  |  |  | 3576.1
18.60 | Providing and fixing enclosed type water meter (bulk type) conforming to IS :
18.60.2 | 100 mm dia nominal bore
Details of cost for 1 water ¦ Source: CivilDAR_2019_Vol_2.pdf, page 618
Code | Description | Unit | Quantity | Rate (Rs.) | Amount (Rs.) | Note
7419 | Water meter (including testing charges) 100 mm | each | 1 | 3143
9999 | Testing charges | L.S. | 130 | 2
9977 | Carriage of water meter | L.S. | 26 | 2
9999 | Labour for laying water meter | L.S. | 52 | 2
18.30.2 | Rate as per item 18.30.2 - Providing flanged joints to double flanged C.I./ D.I. pipes and specials, including testing of joints - 100... | each | 2 | 265
Calculated W - SUM of the Amount column above
W as printed in the DAR |  |  |  |  | 4089
Difference (calculated - printed)
SAY (Rs.) - final DAR rate as printed (fixed value, not computed) |  |  |  |  | 5291.7
18.60 | Providing and fixing enclosed type water meter (bulk type) conforming to IS :
18.60.3 | 150 mm dia nominal bore
Details of cost for 1 water ¦ Source: CivilDAR_2019_Vol_2.pdf, page 619
Code | Description | Unit | Quantity | Rate (Rs.) | Amount (Rs.) | Note
7420 | Water meter (including testing charges) 150 mm | each | 1 | 4765
9999 | Testing charges | L.S. | 156 | 2
9977 | Carriage of water meter | L.S. | 39 | 2
9999 | Labour for laying water meter | L.S. | 65 | 2
18.30.4 | Rate as per item 18.30.4 - Providing flanged joints to double flanged C.I./ D.I. pipes and specials, including testing of joints - 150... | each | 2 | 327.4
Calculated W - SUM of the Amount column above
W as printed in the DAR |  |  |  |  | 5939.8
Difference (calculated - printed)
SAY (Rs.) - final DAR rate as printed (fixed value, not computed) |  |  |  |  | 7725.8
18.60 | Providing and fixing enclosed type water meter (bulk type) conforming to IS :
18.60.4 | 200 mm dia nominal bore
Details of cost for 1 water ¦ Source: CivilDAR_2019_Vol_2.pdf, page 619
Code | Description | Unit | Quantity | Rate (Rs.) | Amount (Rs.) | Note
7421 | Water meter (including testing charges) 200 mm | each | 1 | 5145
9999 | Testing charges | L.S. | 156 | 2
9977 | Carriage of water meter | L.S. | 52 | 2
9999 | Labour for laying water meter | L.S. | 104 | 2
18.30.5 | Rate as per item 18.30.5 - Providing flanged joints to double flanged C.I./ D.I. pipes and specials, including testing of joints - 200... | each | 2 | 355.5
Calculated W - SUM of the Amount column above
W as printed in the DAR |  |  |  |  | 6480
Difference (calculated - printed)
SAY (Rs.) - final DAR rate as printed (fixed value, not computed) |  |  |  |  | 8429.55
18.61 | Providing and fixing C.I. dirt box strainer for bulk type water meter with nuts, bolts, rubber insertions etc. complete conforming to IS : 2373 :
18.61.1 | 80 mm dia
Details of cost for 1 dirt ¦ Source: CivilDAR_2019_Vol_2.pdf, page 620
Code | Description | Unit | Quantity | Rate (Rs.) | Amount (Rs.) | Note
7422 | Dirt box srainer 80 mm | each | 1 | 2680
9977 | Carriage of dirt box strainer | L.S. | 26 | 2
9999 | Labour for laying dirt box strainer | L.S. | 39 | 2
18.30.1 | Rate as per item 18.30.1 - Providing flanged joints to double flanged C.I./ D.I. pipes and specials, including testing of joints - 80... | each | 2 | 169.15
Calculated W - SUM of the Amount column above
W as printed in the DAR |  |  |  |  | 3148.3
Difference (calculated - printed)
SAY (Rs.) - final DAR rate as printed (fixed value, not computed) |  |  |  |  | 4097.9
18.61 | Providing and fixing C.I. dirt box strainer for bulk type water meter with nuts, bolts, rubber insertions etc. complete conforming to IS : 2373 :
18.61.2 | 100 mm dia
Details of cost for 1 dirt ¦ Source: CivilDAR_2019_Vol_2.pdf, page 620
Code | Description | Unit | Quantity | Rate (Rs.) | Amount (Rs.) | Note
7423 | Dirt box srainer 100 mm | each | 1 | 4370
9977 | Carriage of dirt box strainer | L.S. | 26 | 2
9999 | Labour for laying dirt box strainer | L.S. | 52 | 2
18.30.2 | Rate as per item 18.30.2 - Providing flanged joints to double flanged C.I./ D.I. pipes and specials, including testing of joints - 100... | each | 2 | 265
Calculated W - SUM of the Amount column above
W as printed in the DAR |  |  |  |  | 5056
Difference (calculated - printed)
SAY (Rs.) - final DAR rate as printed (fixed value, not computed) |  |  |  |  | 6585.5
18.61 | Providing and fixing C.I. dirt box strainer for bulk type water meter with nuts, bolts, rubber insertions etc. complete conforming to IS : 2373 :
18.61.3 | 150 mm dia
Details of cost for 1 dirt ¦ Source: CivilDAR_2019_Vol_2.pdf, page 621
Code | Description | Unit | Quantity | Rate (Rs.) | Amount (Rs.) | Note
7424 | Dirt box srainer 150 mm | each | 1 | 5540
9977 | Carriage of dirt box strainer | L.S. | 39 | 2
9999 | Labour for laying dirt box strainer | L.S. | 65 | 2
18.30.4 | Rate as per item 18.30.4 - Providing flanged joints to double flanged C.I./ D.I. pipes and specials, including testing of joints - 150... | each | 2 | 327.4
Calculated W - SUM of the Amount column above
W as printed in the DAR |  |  |  |  | 6402.8
Difference (calculated - printed)
SAY (Rs.) - final DAR rate as printed (fixed value, not computed) |  |  |  |  | 8345.25
18.61 | Providing and fixing C.I. dirt box strainer for bulk type water meter with nuts, bolts, rubber insertions etc. complete conforming to IS : 2373 :
18.61.4 | 200 mm dia
Details of cost for 10 dirt ¦ Source: CivilDAR_2019_Vol_2.pdf, page 621
Code | Description | Unit | Quantity | Rate (Rs.) | Amount (Rs.) | Note
7425 | Dirt box srainer 200 mm | each | 1 | 7860
9977 | Carriage of dirt box strainer | L.S. | 52 | 2
9999 | Labour for laying dirt box strainer | L.S. | 104 | 2
18.30.5 | Rate as per item 18.30.5 - Providing flanged joints to double flanged C.I./ D.I. pipes and specials, including testing of joints - 200... | each | 2 | 355.5
Calculated W - SUM of the Amount column above
W as printed in the DAR |  |  |  |  | 8883
Difference (calculated - printed)
SAY (Rs.) - final DAR rate as printed (fixed value, not computed) |  |  |  |  | 11644.65
18.62 | Providing and fixing PTMT Ball cock of approved quality, colour and make complete with Epoxy coated aluminium rod with L.P./ H.P.H.D. plastic ball.
18.62.1 | 15 mm nominal bore, 105 mm long, weighing not less than 138 gms
Details of cost for 1 no ¦ Source: CivilDAR_2019_Vol_2.pdf, page 622
Code | Description | Unit | Quantity | Rate (Rs.) | Amount (Rs.) | Note
7495 | PTMT Ball Cock 15mm Complete with Epoxy Coated Aluminium Road & H.D. Ball | each | 1 | 100
9988 | Carriage of materials and fixing charges | L.S. | 21.58 | 2
Calculated W - SUM of the Amount column above
W as printed in the DAR |  |  |  |  | 143.16
Difference (calculated - printed)
SAY (Rs.) - final DAR rate as printed (fixed value, not computed) |  |  |  |  | 191.55
18.62 | Providing and fixing PTMT Ball cock of approved quality, colour and make complete with Epoxy coated aluminium rod with L.P./ H.P.H.D. plastic ball.
18.62.2 | 20 mm nominal bore, 120 mm long, weighing not less than 198 gms
Details of cost for 1 no ¦ Source: CivilDAR_2019_Vol_2.pdf, page 622
Code | Description | Unit | Quantity | Rate (Rs.) | Amount (Rs.) | Note
7496 | PTMT Ball Cock 20mm Complete with Epoxy Coated Aluminium Road & H.D. Ball | each | 1 | 135
9988 | Carriage of materials and fixing charges | L.S. | 26.91 | 2
Calculated W - SUM of the Amount column above
W as printed in the DAR |  |  |  |  | 188.82
Difference (calculated - printed)
SAY (Rs.) - final DAR rate as printed (fixed value, not computed) |  |  |  |  | 252.65
18.62 | Providing and fixing PTMT Ball cock of approved quality, colour and make complete with Epoxy coated aluminium rod with L.P./ H.P.H.D. plastic ball.
18.62.3 | 25 mm nominal bore, 152mm long, weighing not less than 440 gms
Details of cost for 1 no ¦ Source: CivilDAR_2019_Vol_2.pdf, page 623
Code | Description | Unit | Quantity | Rate (Rs.) | Amount (Rs.) | Note
7497 | PTMT Ball Cock 25mm Complete with Epoxy Coated Aluminium Road & H.D. Ball | each | 1 | 290
9988 | Carriage of materials and fixing charges | L.S. | 32.24 | 2
Calculated W - SUM of the Amount column above
W as printed in the DAR |  |  |  |  | 354.48
Difference (calculated - printed)
SAY (Rs.) - final DAR rate as printed (fixed value, not computed) |  |  |  |  | 474.25
18.62 | Providing and fixing PTMT Ball cock of approved quality, colour and make complete with Epoxy coated aluminium rod with L.P./ H.P.H.D. plastic ball.
18.62.4 | 40 mm nominal bore, 206mm long, weighing not less than 690 gms
Details of cost for 1 no ¦ Source: CivilDAR_2019_Vol_2.pdf, page 623
Code | Description | Unit | Quantity | Rate (Rs.) | Amount (Rs.) | Note
7498 | PTMT Ball Cock 40mm Complete with Epoxy Coated Aluminium Road & H.D. Ball | each | 1 | 480
9988 | Carriage of materials and fixing charges | L.S. | 32.24 | 2
Calculated W - SUM of the Amount column above
W as printed in the DAR |  |  |  |  | 544.48
Difference (calculated - printed)
SAY (Rs.) - final DAR rate as printed (fixed value, not computed) |  |  |  |  | 728.5
18.62 | Providing and fixing PTMT Ball cock of approved quality, colour and make complete with Epoxy coated aluminium rod with L.P./ H.P.H.D. plastic ball.
18.62.5 | 50 mm nominal bore, 242mm long, weighing not less than 1240 gms
Details of cost for 1 no ¦ Source: CivilDAR_2019_Vol_2.pdf, page 624
Code | Description | Unit | Quantity | Rate (Rs.) | Amount (Rs.) | Note
7499 | PTMT Ball Cock 50mm Complete with Epoxy Coated Aluminium Road & H.D. Ball | each | 1 | 870
9988 | Carriage of materials and fixing charges | L.S. | 32.24 | 2
Calculated W - SUM of the Amount column above
W as printed in the DAR |  |  |  |  | 934.48
Difference (calculated - printed)
SAY (Rs.) - final DAR rate as printed (fixed value, not computed) |  |  |  |  | 1250.3
18.63 | Providing and fixing PTMT angle stop cock 15 mm nominal bore, weighing not less than 85 gms
Details of cost for 1 no ¦ Source: CivilDAR_2019_Vol_2.pdf, page 624
Code | Description | Unit | Quantity | Rate (Rs.) | Amount (Rs.) | Note
7500 | PTMT Angle Stop cock with Flenge 15mm | each | 1 | 100
9988 | Carriage of materials and fixing charges | L.S. | 8.06 | 2
Calculated W - SUM of the Amount column above
W as printed in the DAR |  |  |  |  | 116.12
Difference (calculated - printed)
SAY (Rs.) - final DAR rate as printed (fixed value, not computed) |  |  |  |  | 155.35
18.64 | Providing and fixing PTMT swivelling shower, 15 mm nominal bore, weighing not less than 40 gms
Details of cost for 1 no ¦ Source: CivilDAR_2019_Vol_2.pdf, page 624
Code | Description | Unit | Quantity | Rate (Rs.) | Amount (Rs.) | Note
7501 | PTMT Swiveling shower 15mm | each | 1 | 70
9988 | Carriage of materials and fixing charges | L.S. | 6.76 | 2
Calculated W - SUM of the Amount column above
W as printed in the DAR |  |  |  |  | 83.52
Difference (calculated - printed)
SAY (Rs.) - final DAR rate as printed (fixed value, not computed) |  |  |  |  | 111.75
18.65 | Providing and fixing PTMT soap Dish Holder having length of 138mm, breadth 102mm, height of 75mm with concealed fitting arrangements, weighing not less than 106 gms.
Details of cost for 1 no ¦ Source: CivilDAR_2019_Vol_2.pdf, page 625
Code | Description | Unit | Quantity | Rate (Rs.) | Amount (Rs.) | Note
7509 | PTMT Soap Dish/Holder 138x102x75mm | each | 1 | 84
9988 | Carriage of materials and fixing charges | L.S. | 6.76 | 2
Calculated W - SUM of the Amount column above
W as printed in the DAR |  |  |  |  | 97.52
Difference (calculated - printed)
SAY (Rs.) - final DAR rate as printed (fixed value, not computed) |  |  |  |  | 130.5
18.66 | Providing and laying S&S C.I. Standard specials such as tees, bends, collars tapers and caps etc, suitable for flanged jointing as per IS : 1538 :
18.66.1 | Up to 300 mm dia
Details of cost for 1 quintal ¦ Source: CivilDAR_2019_Vol_2.pdf, page 625
Code | Description | Unit | Quantity | Rate (Rs.) | Amount (Rs.) | Note
7708 | S&S Centrifugally (Spun) C.I. Pipe Specials as per IS 1538 suitable for lead jointing upto 300mm dia | quintal | 1 | 5190
2309 | Carriage of Cast iron fittings | tonne | 0.1 | 92.24
18.24 | Rate as per item 18.24 - Laying in position S&S or flanged C.I. special such as tees, bends, collars, tapers and caps etc.(excluding... | quintal | 1 | 491.5
Calculated W - SUM of the Amount column above
W as printed in the DAR |  |  |  |  | 5690.72
Difference (calculated - printed)
SAY (Rs.) - final DAR rate as printed (fixed value, not computed) |  |  |  |  | 7447.75
18.66 | Providing and laying S&S C.I. Standard specials such as tees, bends, collars tapers and caps etc, suitable for flanged jointing as per IS : 1538 :
18.66.2 | Above 300 mm dia
Details of cost for 1 quintal ¦ Source: CivilDAR_2019_Vol_2.pdf, page 626
Code | Description | Unit | Quantity | Rate (Rs.) | Amount (Rs.) | Note
7709 | S&S Centrifugally (Spun) C.I. Pipe Specials as per IS 1538 suitable for lead jointing over 300mm dia | quintal | 1 | 6200
2309 | Carriage of Cast iron fittings | tonne | 0.1 | 92.24
18.24 | Rate as per item 18.24 - Laying in position S&S or flanged C.I. special such as tees, bends, collars, tapers and caps etc.(excluding... | quintal | 1 | 491.5
Calculated W - SUM of the Amount column above
W as printed in the DAR |  |  |  |  | 6700.72
Difference (calculated - printed)
SAY (Rs.) - final DAR rate as printed (fixed value, not computed) |  |  |  |  | 8799.05
18.67 | Providing and laying S&S C.I. Standard specials suitable for mechanical jointing as per IS : 13382 :
18.67.1 | Up to 300 mm dia
Details of cost for 1 quintal ¦ Source: CivilDAR_2019_Vol_2.pdf, page 626
Code | Description | Unit | Quantity | Rate (Rs.) | Amount (Rs.) | Note
7710 | S&S Centrifugally (Spun) C.I. Pipe specials suitable for mechanical joint as per I.S. 13382 upto 300mm dia | quintal | 1 | 8571
2309 | Carriage of Cast iron fittings | tonne | 0.1 | 92.24
18.24 | Rate as per item 18.24 - Laying in position S&S or flanged C.I. special such as tees, bends, collars, tapers and caps etc.(excluding... | quintal | 1 | 491.5
Calculated W - SUM of the Amount column above
W as printed in the DAR |  |  |  |  | 9071.72
Difference (calculated - printed)
SAY (Rs.) - final DAR rate as printed (fixed value, not computed) |  |  |  |  | 11971.3
18.67 | Providing and laying S&S C.I. Standard specials suitable for mechanical jointing as per IS : 13382 :
18.67.2 | Above 300 mm dia
Details of cost for 1 quintal ¦ Source: CivilDAR_2019_Vol_2.pdf, page 627
Code | Description | Unit | Quantity | Rate (Rs.) | Amount (Rs.) | Note
7711 | S&S Centrifugally (Spun) C.I. Pipe Specials suitabe for mechanical joint as per IS 13382 over 300mm dia | quintal | 1 | 9048
2309 | Carriage of Cast iron fittings | tonne | 0.1 | 92.24
18.24 | Rate as per item 18.24 - Laying in position S&S or flanged C.I. special such as tees, bends, collars, tapers and caps etc.(excluding... | quintal | 1 | 491.5
Calculated W - SUM of the Amount column above
W as printed in the DAR |  |  |  |  | 9548.72
Difference (calculated - printed)
SAY (Rs.) - final DAR rate as printed (fixed value, not computed) |  |  |  |  | 12609.5
18.68 | Providing and laying D.I. specials of class K-12 suitable for push-on jointing as per IS : 9523 :
18.68.1 | Up to 600 mm dia
Details of cost for 1 quintal ¦ Source: CivilDAR_2019_Vol_2.pdf, page 627
Code | Description | Unit | Quantity | Rate (Rs.) | Amount (Rs.) | Note
7682 | Ductile Iron K - 12 specials suitable for push on jointing upto 600 mm dia | quintal | 1 | 12400
2309 | Carriage of Cast iron fittings | tonne | 0.1 | 92.24
18.24 | Rate as per item 18.24 - Laying in position S&S or flanged C.I. special such as tees, bends, collars, tapers and caps etc.(excluding... | quintal | 1 | 491.5
Calculated W - SUM of the Amount column above
W as printed in the DAR |  |  |  |  | 12900.72
Difference (calculated - printed)
SAY (Rs.) - final DAR rate as printed (fixed value, not computed) |  |  |  |  | 17094.25
18.68 | Providing and laying D.I. specials of class K-12 suitable for push-on jointing as per IS : 9523 :
18.68.2 | Above 600 mm dia
Details of cost for 1 quintal ¦ Source: CivilDAR_2019_Vol_2.pdf, page 628
Code | Description | Unit | Quantity | Rate (Rs.) | Amount (Rs.) | Note
7683 | Ductile Iron K - 12 specials suitable for push on jointing over 600mm dia | quintal | 1 | 17200
2309 | Carriage of Cast iron fittings | tonne | 0.1 | 92.24
18.24 | Rate as per item 18.24 - Laying in position S&S or flanged C.I. special such as tees, bends, collars, tapers and caps etc.(excluding... | quintal | 1 | 491.5
Calculated W - SUM of the Amount column above
W as printed in the DAR |  |  |  |  | 17700.72
Difference (calculated - printed)
SAY (Rs.) - final DAR rate as printed (fixed value, not computed) |  |  |  |  | 23516.35
18.69 | Providing and laying D.I. Specials of Class K - 12 suitable for mechanical jointing as per IS : 9523 :
18.69.1 | Up to 600 mm dia
Details of cost for 1 quintal ¦ Source: CivilDAR_2019_Vol_2.pdf, page 628
Code | Description | Unit | Quantity | Rate (Rs.) | Amount (Rs.) | Note
7684 | Ductile Iron specials suitable for mechanical jointing as per I.S. 9523 - upto 600mm dia | quintal | 1 | 13050
2309 | Carriage of Cast iron fittings | tonne | 0.1 | 92.24
18.24 | Rate as per item 18.24 - Laying in position S&S or flanged C.I. special such as tees, bends, collars, tapers and caps etc.(excluding... | quintal | 1 | 491.5
Calculated W - SUM of the Amount column above
W as printed in the DAR |  |  |  |  | 13550.72
Difference (calculated - printed)
SAY (Rs.) - final DAR rate as printed (fixed value, not computed) |  |  |  |  | 17963.95
18.69 | Providing and laying D.I. Specials of Class K - 12 suitable for mechanical jointing as per IS : 9523 :
18.69.2 | Above 600 mm dia
Details of cost for 1 quintal ¦ Source: CivilDAR_2019_Vol_2.pdf, page 629
Code | Description | Unit | Quantity | Rate (Rs.) | Amount (Rs.) | Note
7685 | Ductile Iron Specials suitable for mechancial jointing as per I.S. 9523 over 600mm dia | quintal | 1 | 18750
2309 | Carriage of Cast iron fittings | tonne | 0.1 | 92.24
18.24 | Rate as per item 18.24 - Laying in position S&S or flanged C.I. special such as tees, bends, collars, tapers and caps etc.(excluding... | quintal | 1 | 491.5
Calculated W - SUM of the Amount column above
W as printed in the DAR |  |  |  |  | 19250.72
Difference (calculated - printed)
SAY (Rs.) - final DAR rate as printed (fixed value, not computed) |  |  |  |  | 25590.15
18.70 | Providing push-on-joints to Centrifugally (Spun) Cast Iron Pipes or Ductile Iron Pipes including testing of joints and the cost of rubber gasket :
18.70.1 | 100 mm dia pipes
Details of cost for 50 joints ¦ Source: CivilDAR_2019_Vol_2.pdf, page 629
Code | Description | Unit | Quantity | Rate (Rs.) | Amount (Rs.) | Note
7666 | Ruber Gaskets Conforming to I.S 5382 of S.B.R quality 100mm dia | each | 50 | 29
0116 | Fitter (grade 1) | day | 1 | 738
0117 | Assistant Fitter or 2nd class Fitter | day | 1 | 679
0114 | Beldar | day | 1 | 558
Calculated W - SUM of the Amount column above
W as printed in the DAR |  |  |  |  | 3425
Difference (calculated - printed)
SAY (Rs.) - final DAR rate as printed (fixed value, not computed) |  |  |  |  | 91.65
18.70 | Providing push-on-joints to Centrifugally (Spun) Cast Iron Pipes or Ductile Iron Pipes including testing of joints and the cost of rubber gasket :
18.70.2 | 150 mm dia pipes
Details of cost for 50 joints ¦ Source: CivilDAR_2019_Vol_2.pdf, page 630
Code | Description | Unit | Quantity | Rate (Rs.) | Amount (Rs.) | Note
7668 | Ruber Gaskets Conforming to I.S 5382 of S.B.R quality 150mm dia | each | 50 | 36
0116 | Fitter (grade 1) | day | 1.5 | 738
0117 | Assistant Fitter or 2nd class Fitter | day | 1.5 | 679
0114 | Beldar | day | 3 | 558
Calculated W - SUM of the Amount column above
W as printed in the DAR |  |  |  |  | 5599.5
Difference (calculated - printed)
SAY (Rs.) - final DAR rate as printed (fixed value, not computed) |  |  |  |  | 149.85
18.70 | Providing push-on-joints to Centrifugally (Spun) Cast Iron Pipes or Ductile Iron Pipes including testing of joints and the cost of rubber gasket :
18.70.3 | 200 mm dia pipes
Details of cost for 50 joints ¦ Source: CivilDAR_2019_Vol_2.pdf, page 630
Code | Description | Unit | Quantity | Rate (Rs.) | Amount (Rs.) | Note
7669 | Ruber Gaskets Conforming to I.S 5382 of S.B.R quality 200mm dia | each | 50 | 63
0116 | Fitter (grade 1) | day | 2 | 738
0117 | Assistant Fitter or 2nd class Fitter | day | 2 | 679
0114 | Beldar | day | 4 | 558
Calculated W - SUM of the Amount column above
W as printed in the DAR |  |  |  |  | 8216
Difference (calculated - printed)
SAY (Rs.) - final DAR rate as printed (fixed value, not computed) |  |  |  |  | 219.85
18.70 | Providing push-on-joints to Centrifugally (Spun) Cast Iron Pipes or Ductile Iron Pipes including testing of joints and the cost of rubber gasket :
18.70.4 | 250 mm dia pipes
Details of cost for 50 joints ¦ Source: CivilDAR_2019_Vol_2.pdf, page 631
Code | Description | Unit | Quantity | Rate (Rs.) | Amount (Rs.) | Note
7670 | Ruber Gaskets Conforming to I.S 5382 of S.B.R quality 250mm dia | each | 50 | 74
0116 | Fitter (grade 1) | day | 2.5 | 738
0117 | Assistant Fitter or 2nd class Fitter | day | 2.5 | 679
0114 | Beldar | day | 5 | 558
Calculated W - SUM of the Amount column above
W as printed in the DAR |  |  |  |  | 10032.5
Difference (calculated - printed)
SAY (Rs.) - final DAR rate as printed (fixed value, not computed) |  |  |  |  | 268.45
18.70 | Providing push-on-joints to Centrifugally (Spun) Cast Iron Pipes or Ductile Iron Pipes including testing of joints and the cost of rubber gasket :
18.70.5 | 300 mm dia pipes
Details of cost for 50 joints ¦ Source: CivilDAR_2019_Vol_2.pdf, page 631
Code | Description | Unit | Quantity | Rate (Rs.) | Amount (Rs.) | Note
7671 | Ruber Gaskets Conforming to I.S 5382 of S.B.R quality 300mm dia | each | 50 | 110
0116 | Fitter (grade 1) | day | 3 | 738
0117 | Assistant Fitter or 2nd class Fitter | day | 3 | 679
0114 | Beldar | day | 6 | 558
Calculated W - SUM of the Amount column above
W as printed in the DAR |  |  |  |  | 13099
Difference (calculated - printed)
SAY (Rs.) - final DAR rate as printed (fixed value, not computed) |  |  |  |  | 350.5
18.70 | Providing push-on-joints to Centrifugally (Spun) Cast Iron Pipes or Ductile Iron Pipes including testing of joints and the cost of rubber gasket :
18.70.6 | 350 mm dia pipes
Details of cost for 50 joints ¦ Source: CivilDAR_2019_Vol_2.pdf, page 632
Code | Description | Unit | Quantity | Rate (Rs.) | Amount (Rs.) | Note
7672 | Ruber Gaskets Conforming to I.S 5382 of S.B.R quality 350mm dia | each | 50 | 126
0116 | Fitter (grade 1) | day | 3 | 738
0117 | Assistant Fitter or 2nd class Fitter | day | 3 | 679
0114 | Beldar | day | 6 | 558
Calculated W - SUM of the Amount column above
W as printed in the DAR |  |  |  |  | 13899
Difference (calculated - printed)
SAY (Rs.) - final DAR rate as printed (fixed value, not computed) |  |  |  |  | 371.9
18.70 | Providing push-on-joints to Centrifugally (Spun) Cast Iron Pipes or Ductile Iron Pipes including testing of joints and the cost of rubber gasket :
18.70.7 | 400 mm dia pipes
Details of cost for 50 joints ¦ Source: CivilDAR_2019_Vol_2.pdf, page 632
Code | Description | Unit | Quantity | Rate (Rs.) | Amount (Rs.) | Note
7673 | Ruber Gaskets Conforming to I.S 5382 of S.B.R quality 400mm dia | each | 50 | 230
0116 | Fitter (grade 1) | day | 4 | 738
0117 | Assistant Fitter or 2nd class Fitter | day | 4 | 679
0114 | Beldar | day | 8 | 558
Calculated W - SUM of the Amount column above
W as printed in the DAR |  |  |  |  | 21632
Difference (calculated - printed)
SAY (Rs.) - final DAR rate as printed (fixed value, not computed) |  |  |  |  | 578.85
18.70 | Providing push-on-joints to Centrifugally (Spun) Cast Iron Pipes or Ductile Iron Pipes including testing of joints and the cost of rubber gasket :
18.70.8 | 450 mm dia pipes
Details of cost for 50 joints ¦ Source: CivilDAR_2019_Vol_2.pdf, page 633
Code | Description | Unit | Quantity | Rate (Rs.) | Amount (Rs.) | Note
7674 | Ruber Gaskets Conforming to I.S 5382 of S.B.R quality 450mm dia | each | 50 | 270
0116 | Fitter (grade 1) | day | 4.5 | 738
0117 | Assistant Fitter or 2nd class Fitter | day | 4.5 | 679
0114 | Beldar | day | 9 | 558
Calculated W - SUM of the Amount column above
W as printed in the DAR |  |  |  |  | 24898.5
Difference (calculated - printed)
SAY (Rs.) - final DAR rate as printed (fixed value, not computed) |  |  |  |  | 666.25
18.70 | Providing push-on-joints to Centrifugally (Spun) Cast Iron Pipes or Ductile Iron Pipes including testing of joints and the cost of rubber gasket :
18.70.9 | 500 mm dia pipes
Details of cost for 50 joints ¦ Source: CivilDAR_2019_Vol_2.pdf, page 633
Code | Description | Unit | Quantity | Rate (Rs.) | Amount (Rs.) | Note
7675 | Ruber Gaskets Conforming to I.S 5382 of S.B.R quality 500mm dia | each | 50 | 290
0116 | Fitter (grade 1) | day | 4.75 | 738
0117 | Assistant Fitter or 2nd class Fitter | day | 4.75 | 679
0114 | Beldar | day | 9.5 | 558
Calculated W - SUM of the Amount column above
W as printed in the DAR |  |  |  |  | 26531.75
Difference (calculated - printed)
SAY (Rs.) - final DAR rate as printed (fixed value, not computed) |  |  |  |  | 709.95
18.70 | Providing push-on-joints to Centrifugally (Spun) Cast Iron Pipes or Ductile Iron Pipes including testing of joints and the cost of rubber gasket :
18.70.10 | 600 mm dia pipes
Details of cost for 50 joints ¦ Source: CivilDAR_2019_Vol_2.pdf, page 634
Code | Description | Unit | Quantity | Rate (Rs.) | Amount (Rs.) | Note
7676 | Ruber Gaskets Conforming to I.S 5382 of S.B.R quality 600mm dia | each | 50 | 365
0116 | Fitter (grade 1) | day | 6.5 | 738
0117 | Assistant Fitter or 2nd class Fitter | day | 6.5 | 679
0114 | Beldar | day | 13 | 558
Calculated W - SUM of the Amount column above
W as printed in the DAR |  |  |  |  | 34714.5
Difference (calculated - printed)
SAY (Rs.) - final DAR rate as printed (fixed value, not computed) |  |  |  |  | 928.9
18.70 | Providing push-on-joints to Centrifugally (Spun) Cast Iron Pipes or Ductile Iron Pipes including testing of joints and the cost of rubber gasket :
18.70.11 | 650 mm dia pipes
Details of cost for 50 joints ¦ Source: CivilDAR_2019_Vol_2.pdf, page 634
Code | Description | Unit | Quantity | Rate (Rs.) | Amount (Rs.) | Note
7677 | Ruber Gaskets Conforming to I.S 5382 of S.B.R quality 700mm dia | each | 50 | 550
0116 | Fitter (grade 1) | day | 7.7 | 738
0117 | Assistant Fitter or 2nd class Fitter | day | 7.7 | 679
0114 | Beldar | day | 15.4 | 558
Calculated W - SUM of the Amount column above
W as printed in the DAR |  |  |  |  | 47004.1
Difference (calculated - printed)
SAY (Rs.) - final DAR rate as printed (fixed value, not computed) |  |  |  |  | 1257.75
18.70 | Providing push-on-joints to Centrifugally (Spun) Cast Iron Pipes or Ductile Iron Pipes including testing of joints and the cost of rubber gasket :
18.70.12 | 700 mm dia pipes
Details of cost for 50 joints ¦ Source: CivilDAR_2019_Vol_2.pdf, page 635
Code | Description | Unit | Quantity | Rate (Rs.) | Amount (Rs.) | Note
7678 | Ruber Gaskets Conforming to I.S 5382 of S.B.R quality 750mm dia | each | 50 | 660
0116 | Fitter (grade 1) | day | 7.7 | 738
0117 | Assistant Fitter or 2nd class Fitter | day | 7.7 | 679
0114 | Beldar | day | 15.4 | 558
Calculated W - SUM of the Amount column above
W as printed in the DAR |  |  |  |  | 52504.1
Difference (calculated - printed)
SAY (Rs.) - final DAR rate as printed (fixed value, not computed) |  |  |  |  | 1404.95
18.70 | Providing push-on-joints to Centrifugally (Spun) Cast Iron Pipes or Ductile Iron Pipes including testing of joints and the cost of rubber gasket :
18.70.13 | 800 mm dia pipes
Details of cost for 50 joints ¦ Source: CivilDAR_2019_Vol_2.pdf, page 635
Code | Description | Unit | Quantity | Rate (Rs.) | Amount (Rs.) | Note
7679 | Ruber Gaskets Conforming to I.S 5382 of S.B.R quality 800mm dia | each | 50 | 725
0116 | Fitter (grade 1) | day | 8.5 | 738
0117 | Assistant Fitter or 2nd class Fitter | day | 8.5 | 679
0114 | Beldar | day | 17 | 558
Calculated W - SUM of the Amount column above
W as printed in the DAR |  |  |  |  | 57780.5
Difference (calculated - printed)
SAY (Rs.) - final DAR rate as printed (fixed value, not computed) |  |  |  |  | 1546.15
18.70 | Providing push-on-joints to Centrifugally (Spun) Cast Iron Pipes or Ductile Iron Pipes including testing of joints and the cost of rubber gasket :
18.70.14 | 900 mm dia pipes
Details of cost for 50 joints ¦ Source: CivilDAR_2019_Vol_2.pdf, page 636
Code | Description | Unit | Quantity | Rate (Rs.) | Amount (Rs.) | Note
7680 | Ruber Gaskets Conforming to I.S 5382 of S.B.R quality 900mm dia | each | 50 | 960
0116 | Fitter (grade 1) | day | 10 | 738
0117 | Assistant Fitter or 2nd class Fitter | day | 10 | 679
0114 | Beldar | day | 20 | 558
Calculated W - SUM of the Amount column above
W as printed in the DAR |  |  |  |  | 73330
Difference (calculated - printed)
SAY (Rs.) - final DAR rate as printed (fixed value, not computed) |  |  |  |  | 1962.2
18.70 | Providing push-on-joints to Centrifugally (Spun) Cast Iron Pipes or Ductile Iron Pipes including testing of joints and the cost of rubber gasket :
18.70.15 | 1000 mm dia pipes
Details of cost for 50 joints ¦ Source: CivilDAR_2019_Vol_2.pdf, page 636
Code | Description | Unit | Quantity | Rate (Rs.) | Amount (Rs.) | Note
7681 | Ruber Gaskets Conforming to I.S 5382 of S.B.R quality 1000mm dia | each | 50 | 1145
0116 | Fitter (grade 1) | day | 11 | 738
0117 | Assistant Fitter or 2nd class Fitter | day | 11 | 679
0114 | Beldar | day | 22 | 558
Calculated W - SUM of the Amount column above
W as printed in the DAR |  |  |  |  | 85113
Difference (calculated - printed)
SAY (Rs.) - final DAR rate as printed (fixed value, not computed) |  |  |  |  | 2277.5
18.71 | Providing and laying Double Flanged (screwed / welded) Centrifugally (Spun) Cast Iron, Class B (IS : 1536) :
18.71.1 | 100 mm dia C.I. Double Flanged Pipe
Details of cost for 5 metre ¦ Source: CivilDAR_2019_Vol_2.pdf, page 637
Code | Description | Unit | Quantity | Rate (Rs.) | Amount (Rs.) | Note
7712 | Screwed double flanged centrigually cast (spun) C.I. Pipe of Class B conforming to I.S. 1536, - 100mm dia | metre | 5 | 1310
2319 | Carriage of Spun iron S & S pipes 100 mm dia | 100 metre | 0.05 | 226.82
18.23 | Rate as per item 18.23 - Laying in position centrifugally cast (spun) iron S&S or flanged pipes (excluding cost of pipe) | quintal | 1.35 | 264.25
Calculated W - SUM of the Amount column above
W as printed in the DAR |  |  |  |  | 6918.08
Difference (calculated - printed)
SAY (Rs.) - final DAR rate as printed (fixed value, not computed) |  |  |  |  | 1827.1
18.71 | Providing and laying Double Flanged (screwed / welded) Centrifugally (Spun) Cast Iron, Class B (IS : 1536) :
18.71.2 | 150 mm dia C.I. Double Flanged Pipe
Details of cost for 5 metre ¦ Source: CivilDAR_2019_Vol_2.pdf, page 637
Code | Description | Unit | Quantity | Rate (Rs.) | Amount (Rs.) | Note
7713 | Screwed double flanged centrigually cast (spun) C.I. Pipe of Class B conforming to I.S. 1536, - 150mm dia | metre | 5 | 2048
2321 | Carriage of Spun iron S & S pipes 150 mm dia | 100 metre | 0.05 | 378.03
18.23 | Rate as per item 18.23 - Laying in position centrifugally cast (spun) iron S&S or flanged pipes (excluding cost of pipe) | quintal | 2.21 | 264.25
Calculated W - SUM of the Amount column above
W as printed in the DAR |  |  |  |  | 10842.89
Difference (calculated - printed)
SAY (Rs.) - final DAR rate as printed (fixed value, not computed) |  |  |  |  | 2861.95
18.71 | Providing and laying Double Flanged (screwed / welded) Centrifugally (Spun) Cast Iron, Class B (IS : 1536) :
18.71.3 | 200 mm dia C.I. Double Flanged Pipe
Details of cost for 5 metre ¦ Source: CivilDAR_2019_Vol_2.pdf, page 638
Code | Description | Unit | Quantity | Rate (Rs.) | Amount (Rs.) | Note
7714 | Screwed double flanged centrigually cast (spun) C.I. Pipe of Class B conforming to I.S. 1536, - 200mm dia | metre | 5 | 3238
2322 | Carriage of Spun iron S & S pipes 200 mm dia | 100 metre | 0.05 | 614.93
18.23 | Rate as per item 18.23 - Laying in position centrifugally cast (spun) iron S&S or flanged pipes (excluding cost of pipe) | quintal | 3.18 | 264.25
Calculated W - SUM of the Amount column above
W as printed in the DAR |  |  |  |  | 17061.06
Difference (calculated - printed)
SAY (Rs.) - final DAR rate as printed (fixed value, not computed) |  |  |  |  | 4508.55
18.71 | Providing and laying Double Flanged (screwed / welded) Centrifugally (Spun) Cast Iron, Class B (IS : 1536) :
18.71.4 | 250 mm dia C.I. Double Flanged Pipe
Details of cost for 5 metre ¦ Source: CivilDAR_2019_Vol_2.pdf, page 639
Code | Description | Unit | Quantity | Rate (Rs.) | Amount (Rs.) | Note
7715 | Screwed double flanged centrigually cast (spun) C.I. Pipe of Class B conforming to I.S. 1536, - 250mm dia | metre | 5 | 3905
2323 | Carriage of Spun iron S & S pipes 250 mm dia | 100 metre | 0.05 | 873.84
18.23 | Rate as per item 18.23 - Laying in position centrifugally cast (spun) iron S&S or flanged pipes (excluding cost of pipe) | quintal | 4.27 | 264.25
Calculated W - SUM of the Amount column above
W as printed in the DAR |  |  |  |  | 20697.04
Difference (calculated - printed)
SAY (Rs.) - final DAR rate as printed (fixed value, not computed) |  |  |  |  | 5462
18.71 | Providing and laying Double Flanged (screwed / welded) Centrifugally (Spun) Cast Iron, Class B (IS : 1536) :
18.71.5 | 300 mm dia C.I. Double Flanged Pipe
Details of cost for 5 metre ¦ Source: CivilDAR_2019_Vol_2.pdf, page 639
Code | Description | Unit | Quantity | Rate (Rs.) | Amount (Rs.) | Note
7716 | Screwed double flanged centrigually cast (spun) C.I. Pipe of Class B conforming to I.S. 1536, - 300mm dia | metre | 5 | 4990
2324 | Carriage of Spun iron S & S pipes 300 mm dia | 100 metre | 0.05 | 1080.08
18.23 | Rate as per item 18.23 - Laying in position centrifugally cast (spun) iron S&S or flanged pipes (excluding cost of pipe) | quintal | 5.5 | 264.25
Calculated W - SUM of the Amount column above
W as printed in the DAR |  |  |  |  | 26457.38
Difference (calculated - printed)
SAY (Rs.) - final DAR rate as printed (fixed value, not computed) |  |  |  |  | 6981.45
18.71 | Providing and laying Double Flanged (screwed / welded) Centrifugally (Spun) Cast Iron, Class B (IS : 1536) :
18.71.6 | 350 mm dia C.I. Double Flanged Pipe
Details of cost for 5 metre ¦ Source: CivilDAR_2019_Vol_2.pdf, page 640
Code | Description | Unit | Quantity | Rate (Rs.) | Amount (Rs.) | Note
7717 | Screwed double flanged centrigually cast (spun) C.I. Pipe of Class B conforming to I.S. 1536, - 350mm dia | metre | 5 | 6286
2325 | Carriage of Spun iron S & S pipes 350 mm dia | 100 metre | 0.05 | 1512.11
18.23 | Rate as per item 18.23 - Laying in position centrifugally cast (spun) iron S&S or flanged pipes (excluding cost of pipe) | quintal | 6.79 | 264.25
Calculated W - SUM of the Amount column above
W as printed in the DAR |  |  |  |  | 33299.86
Difference (calculated - printed)
SAY (Rs.) - final DAR rate as printed (fixed value, not computed) |  |  |  |  | 8789.35
18.71 | Providing and laying Double Flanged (screwed / welded) Centrifugally (Spun) Cast Iron, Class B (IS : 1536) :
18.71.7 | 400 mm dia C.I. Double Flanged Pipe
Details of cost for 5 metre ¦ Source: CivilDAR_2019_Vol_2.pdf, page 640
Code | Description | Unit | Quantity | Rate (Rs.) | Amount (Rs.) | Note
7718 | Screwed double flanged centrigually cast (spun) C.I. Pipe of Class B conforming to I.S. 1536, - 400mm dia | metre | 5 | 8143
2326 | Carriage of Spun iron S & S pipes 400 mm dia | 100 metre | 0.05 | 2061.97
18.23 | Rate as per item 18.23 - Laying in position centrifugally cast (spun) iron S&S or flanged pipes (excluding cost of pipe) | quintal | 8.34 | 264.25
Calculated W - SUM of the Amount column above
W as printed in the DAR |  |  |  |  | 43021.94
Difference (calculated - printed)
SAY (Rs.) - final DAR rate as printed (fixed value, not computed) |  |  |  |  | 11363.2
18.71 | Providing and laying Double Flanged (screwed / welded) Centrifugally (Spun) Cast Iron, Class B (IS : 1536) :
18.71.8 | 450 mm dia C.I. Double Flanged Pipe
Details of cost for 5 metre ¦ Source: CivilDAR_2019_Vol_2.pdf, page 641
Code | Description | Unit | Quantity | Rate (Rs.) | Amount (Rs.) | Note
7719 | Screwed double flanged centrigually cast (spun) C.I. Pipe of Class B conforming to I.S. 1536, - 450mm dia | metre | 5 | 10381
2327 | Carriage of Spun iron S & S pipes 450 mm dia | 100 metre | 0.05 | 2520.19
18.23 | Rate as per item 18.23 - Laying in position centrifugally cast (spun) iron S&S or flanged pipes (excluding cost of pipe) | quintal | 10.08 | 264.25
Calculated W - SUM of the Amount column above
W as printed in the DAR |  |  |  |  | 54694.65
Difference (calculated - printed)
SAY (Rs.) - final DAR rate as printed (fixed value, not computed) |  |  |  |  | 14455.6
18.71 | Providing and laying Double Flanged (screwed / welded) Centrifugally (Spun) Cast Iron, Class B (IS : 1536) :
18.71.9 | 500 mm dia C.I. Double Flanged Pipe
Details of cost for 5 metre ¦ Source: CivilDAR_2019_Vol_2.pdf, page 641
Code | Description | Unit | Quantity | Rate (Rs.) | Amount (Rs.) | Note
7720 | Screwed double flanged centrigually cast (spun) C.I. Pipe of Class B conforming to I.S. 1536, - 500mm dia | metre | 5 | 12914
2328 | Carriage of Spun iron S & S pipes 500 mm dia | 100 metre | 0.05 | 2520.19
18.23 | Rate as per item 18.23 - Laying in position centrifugally cast (spun) iron S&S or flanged pipes (excluding cost of pipe) | quintal | 11.74 | 264.25
Calculated W - SUM of the Amount column above
W as printed in the DAR |  |  |  |  | 67798.3
Difference (calculated - printed)
SAY (Rs.) - final DAR rate as printed (fixed value, not computed) |  |  |  |  | 17932.3
18.71 | Providing and laying Double Flanged (screwed / welded) Centrifugally (Spun) Cast Iron, Class B (IS : 1536) :
18.71.10 | 600 mm dia C.I. Double Flanged Pipe
Details of cost for 5 metre ¦ Source: CivilDAR_2019_Vol_2.pdf, page 642
Code | Description | Unit | Quantity | Rate (Rs.) | Amount (Rs.) | Note
7721 | Screwed double flanged centrigually cast (spun) C.I. Pipe of Class B conforming to I.S. 1536, - 600mm dia | metre | 5 | 17905
2329 | Carriage of Spun iron S & S pipes 600mm dia | 100 metre | 0.05 | 3780.28
18.23 | Rate as per item 18.23 - Laying in position centrifugally cast (spun) iron S&S or flanged pipes (excluding cost of pipe) | quintal | 15.77 | 264.25
Calculated W - SUM of the Amount column above
W as printed in the DAR |  |  |  |  | 93881.24
Difference (calculated - printed)
SAY (Rs.) - final DAR rate as printed (fixed value, not computed) |  |  |  |  | 24839.8
18.72 | Providing and laying S&S Centrifugally Cast (Spun) / Ductile Iron Pipes conforming to IS : 8329 :
18.72.1 | 100 mm dia Ductile Iron Class K-7 pipes
Details of cost for 10 metre ¦ Source: CivilDAR_2019_Vol_2.pdf, page 642
Code | Description | Unit | Quantity | Rate (Rs.) | Amount (Rs.) | Note
7722 | Ductile Iron Class K- 7 pipe conforming to I.S. 8329 - 100mm dia | metre | 10 | 800
2343 | Carriage of ductile iron pipes (k7) 100 mm dia | 100 metre | 0.1 | 226.82
18.23 | Rate as per item 18.23 - Laying in position centrifugally cast (spun) iron S&S or flanged pipes (excluding cost of pipe) | quintal | 1.54 | 264.25
Calculated W - SUM of the Amount column above
W as printed in the DAR |  |  |  |  | 8429.63
Difference (calculated - printed)
SAY (Rs.) - final DAR rate as printed (fixed value, not computed) |  |  |  |  | 1114.1
18.72 | Providing and laying S&S Centrifugally Cast (Spun) / Ductile Iron Pipes conforming to IS : 8329 :
18.72.2 | 150 mm dia Ductile Iron Class K-7 pipes
Details of cost for 10 metre ¦ Source: CivilDAR_2019_Vol_2.pdf, page 643
Code | Description | Unit | Quantity | Rate (Rs.) | Amount (Rs.) | Note
7723 | Ductile Iron Class K- 7 pipe conforming to I.S. 8329 - 150mm dia | metre | 10 | 1140
2344 | Carriage of cast iron pipes 150 mm dia | 100 metre | 0.1 | 378.03
18.23 | Rate as per item 18.23 - Laying in position centrifugally cast (spun) iron S&S or flanged pipes (excluding cost of pipe) | quintal | 2.28 | 264.25
Calculated W - SUM of the Amount column above
W as printed in the DAR |  |  |  |  | 12040.29
Difference (calculated - printed)
SAY (Rs.) - final DAR rate as printed (fixed value, not computed) |  |  |  |  | 1590.55
18.72 | Providing and laying S&S Centrifugally Cast (Spun) / Ductile Iron Pipes conforming to IS : 8329 :
18.72.3 | 200 mm dia Ductile Iron Class K-7 pipes
Details of cost for 10 metre ¦ Source: CivilDAR_2019_Vol_2.pdf, page 644
Code | Description | Unit | Quantity | Rate (Rs.) | Amount (Rs.) | Note
7724 | Ductile Iron Class K- 7 pipe conforming to I.S. 8329 - 200mm dia | metre | 10 | 1400
2345 | Carriage of cast iron pipes 200 mm dia | 100 metre | 0.1 | 614.93
18.23 | Rate as per item 18.23 - Laying in position centrifugally cast (spun) iron S&S or flanged pipes (excluding cost of pipe) | quintal | 3.01 | 264.25
Calculated W - SUM of the Amount column above
W as printed in the DAR |  |  |  |  | 14856.89
Difference (calculated - printed)
SAY (Rs.) - final DAR rate as printed (fixed value, not computed) |  |  |  |  | 1960.9
18.72 | Providing and laying S&S Centrifugally Cast (Spun) / Ductile Iron Pipes conforming to IS : 8329 :
18.72.4 | 250 mm dia Ductile Iron Class K-7 pipes
Details of cost for 10 metre ¦ Source: CivilDAR_2019_Vol_2.pdf, page 644
Code | Description | Unit | Quantity | Rate (Rs.) | Amount (Rs.) | Note
7725 | Ductile Iron Class K- 7 pipe conforming to I.S. 8329 - 250mm dia | metre | 10 | 1800
2346 | Carriage of cast iron pipes 250 mm dia | 100 metre | 0.1 | 873.84
18.23 | Rate as per item 18.23 - Laying in position centrifugally cast (spun) iron S&S or flanged pipes (excluding cost of pipe) | quintal | 3.93 | 264.25
Calculated W - SUM of the Amount column above
W as printed in the DAR |  |  |  |  | 19125.89
Difference (calculated - printed)
SAY (Rs.) - final DAR rate as printed (fixed value, not computed) |  |  |  |  | 2523.85
18.72 | Providing and laying S&S Centrifugally Cast (Spun) / Ductile Iron Pipes conforming to IS : 8329 :
18.72.5 | 300 mm dia Ductile Iron Class K-7 pipes
Details of cost for 10 metre ¦ Source: CivilDAR_2019_Vol_2.pdf, page 645
Code | Description | Unit | Quantity | Rate (Rs.) | Amount (Rs.) | Note
7726 | Ductile Iron Class K- 7 pipe conforming to I.S. 8329 - 300mm dia | metre | 10 | 2250
2347 | Carriage of cast iron pipes 300 mm dia | 100 metre | 0.1 | 1080.08
18.23 | Rate as per item 18.23 - Laying in position centrifugally cast (spun) iron S&S or flanged pipes (excluding cost of pipe) | quintal | 4.84 | 264.25
Calculated W - SUM of the Amount column above
W as printed in the DAR |  |  |  |  | 23886.98
Difference (calculated - printed)
SAY (Rs.) - final DAR rate as printed (fixed value, not computed) |  |  |  |  | 3152.7
18.72 | Providing and laying S&S Centrifugally Cast (Spun) / Ductile Iron Pipes conforming to IS : 8329 :
18.72.6 | 350 mm dia Ductile Iron Class K-7 pipes
Details of cost for 10 metre ¦ Source: CivilDAR_2019_Vol_2.pdf, page 645
Code | Description | Unit | Quantity | Rate (Rs.) | Amount (Rs.) | Note
7727 | Ductile Iron Class K- 7 pipe conforming to I.S. 8329 - 350mm dia | metre | 10 | 2650
2348 | Carriage of cast iron pipes 350 mm dia | 100 metre | 0.1 | 1512.11
18.23 | Rate as per item 18.23 - Laying in position centrifugally cast (spun) iron S&S or flanged pipes (excluding cost of pipe) | quintal | 6.6 | 264.25
Calculated W - SUM of the Amount column above
W as printed in the DAR |  |  |  |  | 28395.26
Difference (calculated - printed)
SAY (Rs.) - final DAR rate as printed (fixed value, not computed) |  |  |  |  | 3740.15
18.72 | Providing and laying S&S Centrifugally Cast (Spun) / Ductile Iron Pipes conforming to IS : 8329 :
18.72.7 | 400 mm dia Ductile Iron Class K-7 pipes
Details of cost for 10 metre ¦ Source: CivilDAR_2019_Vol_2.pdf, page 646
Code | Description | Unit | Quantity | Rate (Rs.) | Amount (Rs.) | Note
7728 | Ductile Iron Class K- 7 pipe conforming to I.S. 8329 - 400mm dia | metre | 10 | 3175
2349 | Carriage of cast iron pipes 400 mm dia | 100 metre | 0.1 | 2061.97
18.23 | Rate as per item 18.23 - Laying in position centrifugally cast (spun) iron S&S or flanged pipes (excluding cost of pipe) | quintal | 7.83 | 264.25
Calculated W - SUM of the Amount column above
W as printed in the DAR |  |  |  |  | 34025.27
Difference (calculated - printed)
SAY (Rs.) - final DAR rate as printed (fixed value, not computed) |  |  |  |  | 4482.45
18.72 | Providing and laying S&S Centrifugally Cast (Spun) / Ductile Iron Pipes conforming to IS : 8329 :
18.72.8 | 450 mm dia Ductile Iron Class K-7 pipes
Details of cost for 10 metre ¦ Source: CivilDAR_2019_Vol_2.pdf, page 646
Code | Description | Unit | Quantity | Rate (Rs.) | Amount (Rs.) | Note
7729 | Ductile Iron Class K- 7 pipe conforming to I.S. 8329 - 450mm dia | metre | 10 | 3852
2350 | Carriage of cast iron pipes 450 mm dia | 100 metre | 0.1 | 2520.19
18.23 | Rate as per item 18.23 - Laying in position centrifugally cast (spun) iron S&S or flanged pipes (excluding cost of pipe) | quintal | 9.14 | 264.25
Calculated W - SUM of the Amount column above
W as printed in the DAR |  |  |  |  | 41187.26
Difference (calculated - printed)
SAY (Rs.) - final DAR rate as printed (fixed value, not computed) |  |  |  |  | 5429
18.72 | Providing and laying S&S Centrifugally Cast (Spun) / Ductile Iron Pipes conforming to IS : 8329 :
18.72.9 | 500 mm dia Ductile Iron Class K-7 pipes
Details of cost for 10 metre ¦ Source: CivilDAR_2019_Vol_2.pdf, page 647
Code | Description | Unit | Quantity | Rate (Rs.) | Amount (Rs.) | Note
7730 | Ductile Iron Class K- 7 pipe conforming to I.S. 8329 - 500mm dia | metre | 10 | 4350
2351 | Carriage of cast iron pipes 500 mm dia | 100 metre | 0.1 | 2520.19
18.23 | Rate as per item 18.23 - Laying in position centrifugally cast (spun) iron S&S or flanged pipes (excluding cost of pipe) | quintal | 10.66 | 264.25
Calculated W - SUM of the Amount column above
W as printed in the DAR |  |  |  |  | 46568.92
Difference (calculated - printed)
SAY (Rs.) - final DAR rate as printed (fixed value, not computed) |  |  |  |  | 6135.45
18.72 | Providing and laying S&S Centrifugally Cast (Spun) / Ductile Iron Pipes conforming to IS : 8329 :
18.72.10 | 600 mm dia Ductile Iron Class K-7 pipes
Details of cost for 10 metre ¦ Source: CivilDAR_2019_Vol_2.pdf, page 647
Code | Description | Unit | Quantity | Rate (Rs.) | Amount (Rs.) | Note
7731 | Ductile Iron Class K- 7 pipe conforming to I.S. 8329 - 600mm dia | metre | 10 | 5600
2352 | Carriage of cast iron pipes 600 mm dia | 100 metre | 0.1 | 3780.28
18.23 | Rate as per item 18.23 - Laying in position centrifugally cast (spun) iron S&S or flanged pipes (excluding cost of pipe) | quintal | 13.86 | 264.25
Calculated W - SUM of the Amount column above
W as printed in the DAR |  |  |  |  | 60040.53
Difference (calculated - printed)
SAY (Rs.) - final DAR rate as printed (fixed value, not computed) |  |  |  |  | 7909.3
18.72 | Providing and laying S&S Centrifugally Cast (Spun) / Ductile Iron Pipes conforming to IS : 8329 :
18.72.11 | 700 mm dia Ductile Iron Class K-7 pipes
Details of cost for 10 metre ¦ Source: CivilDAR_2019_Vol_2.pdf, page 648
Code | Description | Unit | Quantity | Rate (Rs.) | Amount (Rs.) | Note
7732 | Ductile Iron Class K- 7 pipe conforming to I.S. 8329 - 700mm dia | metre | 10 | 7300
2353 | Carriage of cast iron pipes 700 mm dia | 100 metre | 0.1 | 3780.28
18.23 | Rate as per item 18.23 - Laying in position centrifugally cast (spun) iron S&S or flanged pipes (excluding cost of pipe) | quintal | 18.89 | 264.25
Calculated W - SUM of the Amount column above
W as printed in the DAR |  |  |  |  | 78369.71
Difference (calculated - printed)
SAY (Rs.) - final DAR rate as printed (fixed value, not computed) |  |  |  |  | 10316.7
18.72 | Providing and laying S&S Centrifugally Cast (Spun) / Ductile Iron Pipes conforming to IS : 8329 :
18.72.12 | 800 mm dia Ductile Iron Class K-7 pipes
Details of cost for 10 metre ¦ Source: CivilDAR_2019_Vol_2.pdf, page 648
Code | Description | Unit | Quantity | Rate (Rs.) | Amount (Rs.) | Note
7733 | Ductile Iron Class K- 7 pipe conforming to I.S. 8329 - 800mm dia | metre | 10 | 9100
2355 | Carriage of cast iron pipes 800 mm dia | 100 metre | 0.1 | 3780.28
18.23 | Rate as per item 18.23 - Laying in position centrifugally cast (spun) iron S&S or flanged pipes (excluding cost of pipe) | quintal | 24.35 | 264.25
Calculated W - SUM of the Amount column above
W as printed in the DAR |  |  |  |  | 97812.52
Difference (calculated - printed)
SAY (Rs.) - final DAR rate as printed (fixed value, not computed) |  |  |  |  | 12869.25
18.72 | Providing and laying S&S Centrifugally Cast (Spun) / Ductile Iron Pipes conforming to IS : 8329 :
18.72.13 | 900 mm dia Ductile Iron Class K-7 pipes
Details of cost for 10 metre ¦ Source: CivilDAR_2019_Vol_2.pdf, page 649
Code | Description | Unit | Quantity | Rate (Rs.) | Amount (Rs.) | Note
7734 | Ductile Iron Class K- 7 pipe conforming to I.S. 8329 - 900mm dia | metre | 10 | 11800
2356 | Carriage of cast iron pipes 900 mm dia | 100 metre | 0.1 | 5670.42
18.23 | Rate as per item 18.23 - Laying in position centrifugally cast (spun) iron S&S or flanged pipes (excluding cost of pipe) | quintal | 28.27 | 264.25
Calculated W - SUM of the Amount column above
W as printed in the DAR |  |  |  |  | 126037.39
Difference (calculated - printed)
SAY (Rs.) - final DAR rate as printed (fixed value, not computed) |  |  |  |  | 16610.55
18.72 | Providing and laying S&S Centrifugally Cast (Spun) / Ductile Iron Pipes conforming to IS : 8329 :
18.72.14 | 1000 mm dia Ductile Iron Class K-7 pipes
Details of cost for 10 metre ¦ Source: CivilDAR_2019_Vol_2.pdf, page 649
Code | Description | Unit | Quantity | Rate (Rs.) | Amount (Rs.) | Note
7735 | Ductile Iron Class K- 7 pipe conforming to I.S. 8329 - 1000mm dia | metre | 10 | 12300
2357 | Carriage of cast iron pipes 1000 mm dia | 100 metre | 0.1 | 7560.57
18.23 | Rate as per item 18.23 - Laying in position centrifugally cast (spun) iron S&S or flanged pipes (excluding cost of pipe) | quintal | 34.82 | 264.25
Calculated W - SUM of the Amount column above
W as printed in the DAR |  |  |  |  | 132957.24
Difference (calculated - printed)
SAY (Rs.) - final DAR rate as printed (fixed value, not computed) |  |  |  |  | 17477.9
18.72 | Providing and laying S&S Centrifugally Cast (Spun) / Ductile Iron Pipes conforming to IS : 8329 :
18.72.15 | 100 mm dia Ductile Iron Class K-9 pipes
Details of cost for 10 metre ¦ Source: CivilDAR_2019_Vol_2.pdf, page 650
Code | Description | Unit | Quantity | Rate (Rs.) | Amount (Rs.) | Note
7651 | Ductile Iron class K - 9 pipe Conforming to I.S. 8329 100mm dia | metre | 10 | 765
2319 | Carriage of Spun iron S & S pipes 100 mm dia | 100 metre | 0.1 | 226.82
18.23 | Rate as per item 18.23 - Laying in position centrifugally cast (spun) iron S&S or flanged pipes (excluding cost of pipe) | quintal | 1.776 | 264.25
Calculated W - SUM of the Amount column above
W as printed in the DAR |  |  |  |  | 8141.99
Difference (calculated - printed)
SAY (Rs.) - final DAR rate as printed (fixed value, not computed) |  |  |  |  | 1073.5
18.72 | Providing and laying S&S Centrifugally Cast (Spun) / Ductile Iron Pipes conforming to IS : 8329 :
18.72.16 | 150 mm dia Ductile Iron Class K-9 pipes
Details of cost for 10 metre ¦ Source: CivilDAR_2019_Vol_2.pdf, page 650
Code | Description | Unit | Quantity | Rate (Rs.) | Amount (Rs.) | Note
7652 | Ductile Iron class K - 9 pipe Conforming to I.S. 8329 150mm dia | metre | 10 | 1150
2321 | Carriage of Spun iron S & S pipes 150 mm dia | 100 metre | 0.1 | 378.03
18.23 | Rate as per item 18.23 - Laying in position centrifugally cast (spun) iron S&S or flanged pipes (excluding cost of pipe) | quintal | 2.627 | 264.25
Calculated W - SUM of the Amount column above
W as printed in the DAR |  |  |  |  | 12231.99
Difference (calculated - printed)
SAY (Rs.) - final DAR rate as printed (fixed value, not computed) |  |  |  |  | 1613.1
18.72 | Providing and laying S&S Centrifugally Cast (Spun) / Ductile Iron Pipes conforming to IS : 8329 :
18.72.17 | 200 mm dia Ductile Iron Class K-9 pipes
Details of cost for 10 metre ¦ Source: CivilDAR_2019_Vol_2.pdf, page 651
Code | Description | Unit | Quantity | Rate (Rs.) | Amount (Rs.) | Note
7653 | Ductile Iron class K - 9 pipe Conforming to I.S. 8329 200mm dia | metre | 10 | 1575
2322 | Carriage of Spun iron S & S pipes 200 mm dia | 100 metre | 0.1 | 614.93
18.23 | Rate as per item 18.23 - Laying in position centrifugally cast (spun) iron S&S or flanged pipes (excluding cost of pipe) | quintal | 3.615 | 264.25
Calculated W - SUM of the Amount column above
W as printed in the DAR |  |  |  |  | 16766.76
Difference (calculated - printed)
SAY (Rs.) - final DAR rate as printed (fixed value, not computed) |  |  |  |  | 2211
18.72 | Providing and laying S&S Centrifugally Cast (Spun) / Ductile Iron Pipes conforming to IS : 8329 :
18.72.18 | 250 mm dia Ductile Iron Class K-9 pipes
Details of cost for 10 metre ¦ Source: CivilDAR_2019_Vol_2.pdf, page 651
Code | Description | Unit | Quantity | Rate (Rs.) | Amount (Rs.) | Note
7654 | Ductile Iron class K - 9 pipe Conforming to I.S. 8329 - 250mm dia | metre | 10 | 2200
2323 | Carriage of Spun iron S & S pipes 250 mm dia | 100 metre | 0.1 | 873.84
18.23 | Rate as per item 18.23 - Laying in position centrifugally cast (spun) iron S&S or flanged pipes (excluding cost of pipe) | quintal | 4.8 | 264.25
Calculated W - SUM of the Amount column above
W as printed in the DAR |  |  |  |  | 23355.78
Difference (calculated - printed)
SAY (Rs.) - final DAR rate as printed (fixed value, not computed) |  |  |  |  | 3082
18.72 | Providing and laying S&S Centrifugally Cast (Spun) / Ductile Iron Pipes conforming to IS : 8329 :
18.72.19 | 300 mm dia Ductile Iron Class K-9 pipes
Details of cost for 10 metre ¦ Source: CivilDAR_2019_Vol_2.pdf, page 652
Code | Description | Unit | Quantity | Rate (Rs.) | Amount (Rs.) | Note
7655 | Ductile Iron class K - 9 pipe Conforming to I.S. 8329 - 300mm dia | metre | 10 | 2750
2324 | Carriage of Spun iron S & S pipes 300 mm dia | 100 metre | 0.1 | 1080.08
18.23 | Rate as per item 18.23 - Laying in position centrifugally cast (spun) iron S&S or flanged pipes (excluding cost of pipe) | quintal | 6.049 | 264.25
Calculated W - SUM of the Amount column above
W as printed in the DAR |  |  |  |  | 29206.46
Difference (calculated - printed)
SAY (Rs.) - final DAR rate as printed (fixed value, not computed) |  |  |  |  | 3853.6
18.72 | Providing and laying S&S Centrifugally Cast (Spun) / Ductile Iron Pipes conforming to IS : 8329 :
18.72.20 | 350 mm dia Ductile Iron Class K-9 pipes
Details of cost for 10 metre ¦ Source: CivilDAR_2019_Vol_2.pdf, page 652
Code | Description | Unit | Quantity | Rate (Rs.) | Amount (Rs.) | Note
7656 | Ductile Iron class K - 9 pipe Conforming to I.S. 8329 - 350mm dia | metre | 10 | 3350
2325 | Carriage of Spun iron S & S pipes 350 mm dia | 100 metre | 0.1 | 1512.11
18.23 | Rate as per item 18.23 - Laying in position centrifugally cast (spun) iron S&S or flanged pipes (excluding cost of pipe) | quintal | 7.973 | 264.25
Calculated W - SUM of the Amount column above
W as printed in the DAR |  |  |  |  | 35758.08
Difference (calculated - printed)
SAY (Rs.) - final DAR rate as printed (fixed value, not computed) |  |  |  |  | 4713
18.72 | Providing and laying S&S Centrifugally Cast (Spun) / Ductile Iron Pipes conforming to IS : 8329 :
18.72.21 | 400 mm dia Ductile Iron Class K-9 pipes
Details of cost for 10 metre ¦ Source: CivilDAR_2019_Vol_2.pdf, page 653
Code | Description | Unit | Quantity | Rate (Rs.) | Amount (Rs.) | Note
7657 | Ductile Iron class K - 9 pipe Conforming to I.S. 8329 - 400mm dia | metre | 10 | 4300
2326 | Carriage of Spun iron S & S pipes 400 mm dia | 100 metre | 0.1 | 2061.97
18.23 | Rate as per item 18.23 - Laying in position centrifugally cast (spun) iron S&S or flanged pipes (excluding cost of pipe) | quintal | 9.48 | 264.25
Calculated W - SUM of the Amount column above
W as printed in the DAR |  |  |  |  | 45711.29
Difference (calculated - printed)
SAY (Rs.) - final DAR rate as printed (fixed value, not computed) |  |  |  |  | 6031.25
18.72 | Providing and laying S&S Centrifugally Cast (Spun) / Ductile Iron Pipes conforming to IS : 8329 :
18.72.22 | 450 mm dia Ductile Iron Class K-9 pipes
Details of cost for 10 metre ¦ Source: CivilDAR_2019_Vol_2.pdf, page 653
Code | Description | Unit | Quantity | Rate (Rs.) | Amount (Rs.) | Note
7658 | Ductile Iron class K - 9 pipe Conforming to I.S. 8329 - 450mm dia | metre | 10 | 5000
2327 | Carriage of Spun iron S & S pipes 450 mm dia | 100 metre | 0.1 | 2520.19
18.23 | Rate as per item 18.23 - Laying in position centrifugally cast (spun) iron S&S or flanged pipes (excluding cost of pipe) | quintal | 11.097 | 264.25
Calculated W - SUM of the Amount column above
W as printed in the DAR |  |  |  |  | 53184.4
Difference (calculated - printed)
SAY (Rs.) - final DAR rate as printed (fixed value, not computed) |  |  |  |  | 7016.65
18.72 | Providing and laying S&S Centrifugally Cast (Spun) / Ductile Iron Pipes conforming to IS : 8329 :
18.72.23 | 500 mm dia Ductile Iron Class K-9 pipes
Details of cost for 10 metre ¦ Source: CivilDAR_2019_Vol_2.pdf, page 654
Code | Description | Unit | Quantity | Rate (Rs.) | Amount (Rs.) | Note
7659 | Ductile Iron class K - 9 pipe Conforming to I.S. 8329 - 500mm dia | metre | 10 | 6270
2328 | Carriage of Spun iron S & S pipes 500 mm dia | 100 metre | 0.1 | 2520.19
18.23 | Rate as per item 18.23 - Laying in position centrifugally cast (spun) iron S&S or flanged pipes (excluding cost of pipe) | quintal | 12.948 | 264.25
Calculated W - SUM of the Amount column above
W as printed in the DAR |  |  |  |  | 66373.53
Difference (calculated - printed)
SAY (Rs.) - final DAR rate as printed (fixed value, not computed) |  |  |  |  | 8764.75
18.72 | Providing and laying S&S Centrifugally Cast (Spun) / Ductile Iron Pipes conforming to IS : 8329 :
18.72.24 | 600 mm dia Ductile Iron Class K-9 pipes
Details of cost for 10 metre ¦ Source: CivilDAR_2019_Vol_2.pdf, page 654
Code | Description | Unit | Quantity | Rate (Rs.) | Amount (Rs.) | Note
7660 | Ductile Iron class K - 9 pipe Conforming to I.S. 8329 - 600mm dia | metre | 10 | 7560
2329 | Carriage of Spun iron S & S pipes 600mm dia | 100 metre | 0.1 | 3780.28
18.23 | Rate as per item 18.23 - Laying in position centrifugally cast (spun) iron S&S or flanged pipes (excluding cost of pipe) | quintal | 16.868 | 264.25
Calculated W - SUM of the Amount column above
W as printed in the DAR |  |  |  |  | 80435.4
Difference (calculated - printed)
SAY (Rs.) - final DAR rate as printed (fixed value, not computed) |  |  |  |  | 10611.1
18.72 | Providing and laying S&S Centrifugally Cast (Spun) / Ductile Iron Pipes conforming to IS : 8329 :
18.72.25 | 700 mm dia Ductile Iron Class K-9 pipes
Details of cost for 10 metre ¦ Source: CivilDAR_2019_Vol_2.pdf, page 655
Code | Description | Unit | Quantity | Rate (Rs.) | Amount (Rs.) | Note
7661 | Ductile Iron class K - 9 pipe Conforming to I.S. 8329 - 700mm dia | metre | 10 | 10500
2330 | Carriage of C.I. pipes 500 mm dia | 100 metre | 0.1 | 2520.19
18.23 | Rate as per item 18.23 - Laying in position centrifugally cast (spun) iron S&S or flanged pipes (excluding cost of pipe) | quintal | 21.754 | 264.25
Calculated W - SUM of the Amount column above
W as printed in the DAR |  |  |  |  | 111000.51
Difference (calculated - printed)
SAY (Rs.) - final DAR rate as printed (fixed value, not computed) |  |  |  |  | 14656.9
18.72 | Providing and laying S&S Centrifugally Cast (Spun) / Ductile Iron Pipes conforming to IS : 8329 :
18.72.26 | 750 mm dia Ductile Iron Class K-9 pipes
Details of cost for 10 metre ¦ Source: CivilDAR_2019_Vol_2.pdf, page 655
Code | Description | Unit | Quantity | Rate (Rs.) | Amount (Rs.) | Note
7662 | Ductile Iron class K - 9 pipe Conforming to I.S. 8329 - 750mm dia | metre | 10 | 11350
2331 | Carriage of R.C.C. pipes 900 mm dia | 100 metre | 0.1 | 5670.42
18.23 | Rate as per item 18.23 - Laying in position centrifugally cast (spun) iron S&S or flanged pipes (excluding cost of pipe) | quintal | 24.26 | 264.25
Calculated W - SUM of the Amount column above
W as printed in the DAR |  |  |  |  | 120477.75
Difference (calculated - printed)
SAY (Rs.) - final DAR rate as printed (fixed value, not computed) |  |  |  |  | 15902.55
18.72 | Providing and laying S&S Centrifugally Cast (Spun) / Ductile Iron Pipes conforming to IS : 8329 :
18.72.27 | 800 mm dia Ductile Iron Class K-9 pipes
Details of cost for 10 metre ¦ Source: CivilDAR_2019_Vol_2.pdf, page 656
Code | Description | Unit | Quantity | Rate (Rs.) | Amount (Rs.) | Note
7663 | Ductile Iron class K - 9 pipe Conforming to I.S. 8329 - 800mm dia | metre | 10 | 11450
2332 | Carriage of R.C.C. pipes 1000 mm dia | 100 metre | 0.1 | 7560.57
18.23 | Rate as per item 18.23 - Laying in position centrifugally cast (spun) iron S&S or flanged pipes (excluding cost of pipe) | quintal | 26.71 | 264.25
Calculated W - SUM of the Amount column above
W as printed in the DAR |  |  |  |  | 122314.17
Difference (calculated - printed)
SAY (Rs.) - final DAR rate as printed (fixed value, not computed) |  |  |  |  | 16126.35
18.72 | Providing and laying S&S Centrifugally Cast (Spun) / Ductile Iron Pipes conforming to IS : 8329 :
18.72.28 | 900 mm dia Ductile Iron Class K-9 pipes
Details of cost for 10 metre ¦ Source: CivilDAR_2019_Vol_2.pdf, page 656
Code | Description | Unit | Quantity | Rate (Rs.) | Amount (Rs.) | Note
7664 | Ductile Iron class K - 9 pipe Conforming to I.S. 8329 - 900mm dia | metre | 10 | 13900
2333 | Carriage of R.C.C. pipes 1100 mm dia | 100 metre | 0.1 | 7560.57
18.23 | Rate as per item 18.23 - Laying in position centrifugally cast (spun) iron S&S or flanged pipes (excluding cost of pipe) | quintal | 32.129 | 264.25
Calculated W - SUM of the Amount column above
W as printed in the DAR |  |  |  |  | 148246.15
Difference (calculated - printed)
SAY (Rs.) - final DAR rate as printed (fixed value, not computed) |  |  |  |  | 19547.5
18.72 | Providing and laying S&S Centrifugally Cast (Spun) / Ductile Iron Pipes conforming to IS : 8329 :
18.72.29 | 1000 mm dia Ductile Iron Class K-9 pipes
Details of cost for 10 metre ¦ Source: CivilDAR_2019_Vol_2.pdf, page 657
Code | Description | Unit | Quantity | Rate (Rs.) | Amount (Rs.) | Note
7665 | Ductile Iron class K - 9 pipe Conforming to I.S. 8329 - 1000mm dia | metre | 10 | 15550
2334 | Carriage of R.C.C. pipes 1200 mm dia | 100 metre | 0.1 | 7560.57
18.23 | Rate as per item 18.23 - Laying in position centrifugally cast (spun) iron S&S or flanged pipes (excluding cost of pipe) | quintal | 38.019 | 264.25
Calculated W - SUM of the Amount column above
W as printed in the DAR |  |  |  |  | 166302.58
Difference (calculated - printed)
SAY (Rs.) - final DAR rate as printed (fixed value, not computed) |  |  |  |  | 21910.75
18.73 | Providing and laying Double Flanged (Screwed/ Welded) Centrifugally (Spun) Ductile Iron Pipes of Class K - 9 conforming to IS : 8329 :
18.73.1 | 100 mm dia Ductile Iron Double Flanged
Details of cost for 5 metre ¦ Source: CivilDAR_2019_Vol_2.pdf, page 657
Code | Description | Unit | Quantity | Rate (Rs.) | Amount (Rs.) | Note
7686 | Ductile Iron Pipe Class K-9 flanges and welding 100mm dia | metre | 5 | 1100
2319 | Carriage of Spun iron S & S pipes 100 mm dia | 100 metre | 0.05 | 226.82
18.23 | Rate as per item 18.23 - Laying in position centrifugally cast (spun) iron S&S or flanged pipes (excluding cost of pipe) | quintal | 1.09 | 264.25
Calculated W - SUM of the Amount column above
W as printed in the DAR |  |  |  |  | 5799.37
Difference (calculated - printed)
SAY (Rs.) - final DAR rate as printed (fixed value, not computed) |  |  |  |  | 1532.35
18.73 | Providing and laying Double Flanged (Screwed/ Welded) Centrifugally (Spun) Ductile Iron Pipes of Class K - 9 conforming to IS : 8329 :
18.73.2 | 150 mm dia Ductile Iron Double Flanged
Details of cost for 5 metre ¦ Source: CivilDAR_2019_Vol_2.pdf, page 658
Code | Description | Unit | Quantity | Rate (Rs.) | Amount (Rs.) | Note
7687 | Ductile Iron Pipe Class K-9 flanges and welding 150 dia | metre | 5 | 1650
2321 | Carriage of Spun iron S & S pipes 150 mm dia | 100 metre | 0.05 | 378.03
18.23 | Rate as per item 18.23 - Laying in position centrifugally cast (spun) iron S&S or flanged pipes (excluding cost of pipe) | quintal | 1.63 | 264.25
Calculated W - SUM of the Amount column above
W as printed in the DAR |  |  |  |  | 8699.63
Difference (calculated - printed)
SAY (Rs.) - final DAR rate as printed (fixed value, not computed) |  |  |  |  | 2298.8
18.73 | Providing and laying Double Flanged (Screwed/ Welded) Centrifugally (Spun) Ductile Iron Pipes of Class K - 9 conforming to IS : 8329 :
18.73.3 | 200 mm dia Ductile Iron Double Flanged
Details of cost for 5 metre ¦ Source: CivilDAR_2019_Vol_2.pdf, page 658
Code | Description | Unit | Quantity | Rate (Rs.) | Amount (Rs.) | Note
7688 | Ductile Iron Pipe Class K-9 flanges and welding 200mm dia | metre | 5 | 2075
2322 | Carriage of Spun iron S & S pipes 200 mm dia | 100 metre | 0.05 | 614.93
18.23 | Rate as per item 18.23 - Laying in position centrifugally cast (spun) iron S&S or flanged pipes (excluding cost of pipe) | quintal | 2.21 | 264.25
Calculated W - SUM of the Amount column above
W as printed in the DAR |  |  |  |  | 10989.74
Difference (calculated - printed)
SAY (Rs.) - final DAR rate as printed (fixed value, not computed) |  |  |  |  | 2901.25
18.73 | Providing and laying Double Flanged (Screwed/ Welded) Centrifugally (Spun) Ductile Iron Pipes of Class K - 9 conforming to IS : 8329 :
18.73.4 | 250 mm dia Ductile Iron Double Flanged
Details of cost for 5 metre ¦ Source: CivilDAR_2019_Vol_2.pdf, page 659
Code | Description | Unit | Quantity | Rate (Rs.) | Amount (Rs.) | Note
7689 | Ductile Iron Pipe Class K-9 flanges and welding 250mm dia | metre | 5 | 2950
2323 | Carriage of Spun iron S & S pipes 250 mm dia | 100 metre | 0.05 | 873.84
18.23 | Rate as per item 18.23 - Laying in position centrifugally cast (spun) iron S&S or flanged pipes (excluding cost of pipe) | quintal | 2.97 | 264.25
Calculated W - SUM of the Amount column above
W as printed in the DAR |  |  |  |  | 15578.51
Difference (calculated - printed)
SAY (Rs.) - final DAR rate as printed (fixed value, not computed) |  |  |  |  | 4115.55
18.73 | Providing and laying Double Flanged (Screwed/ Welded) Centrifugally (Spun) Ductile Iron Pipes of Class K - 9 conforming to IS : 8329 :
18.73.5 | 300 mm dia Ductile Iron Double Flanged
Details of cost for 5 metre ¦ Source: CivilDAR_2019_Vol_2.pdf, page 659
Code | Description | Unit | Quantity | Rate (Rs.) | Amount (Rs.) | Note
7690 | Ductile Iron Pipe Class K-9 flanges and welding 300mm dia | metre | 5 | 3790
2324 | Carriage of Spun iron S & S pipes 300 mm dia | 100 metre | 0.05 | 1080.08
18.23 | Rate as per item 18.23 - Laying in position centrifugally cast (spun) iron S&S or flanged pipes (excluding cost of pipe) | quintal | 3.82 | 264.25
Calculated W - SUM of the Amount column above
W as printed in the DAR |  |  |  |  | 20013.44
Difference (calculated - printed)
SAY (Rs.) - final DAR rate as printed (fixed value, not computed) |  |  |  |  | 5287.1
18.73 | Providing and laying Double Flanged (Screwed/ Welded) Centrifugally (Spun) Ductile Iron Pipes of Class K - 9 conforming to IS : 8329 :
18.73.6 | 350 mm dia Ductile Iron Double Flanged
Details of cost for 5 metre ¦ Source: CivilDAR_2019_Vol_2.pdf, page 660
Code | Description | Unit | Quantity | Rate (Rs.) | Amount (Rs.) | Note
7691 | Ductile Iron Pipe Class K-9 flanges and welding 350mm dia | metre | 5 | 4780
2325 | Carriage of Spun iron S & S pipes 350 mm dia | 100 metre | 0.05 | 1512.11
18.23 | Rate as per item 18.23 - Laying in position centrifugally cast (spun) iron S&S or flanged pipes (excluding cost of pipe) | quintal | 4.57 | 264.25
Calculated W - SUM of the Amount column above
W as printed in the DAR |  |  |  |  | 25183.23
Difference (calculated - printed)
SAY (Rs.) - final DAR rate as printed (fixed value, not computed) |  |  |  |  | 6657.1
18.73 | Providing and laying Double Flanged (Screwed/ Welded) Centrifugally (Spun) Ductile Iron Pipes of Class K - 9 conforming to IS : 8329 :
18.73.7 | 400 mm dia Ductile Iron Double Flanged
Details of cost for 5 metre ¦ Source: CivilDAR_2019_Vol_2.pdf, page 660
Code | Description | Unit | Quantity | Rate (Rs.) | Amount (Rs.) | Note
7692 | Ductile Iron Pipe Class K-9 flanges and welding 400mm dia | metre | 5 | 6150
2326 | Carriage of Spun iron S & S pipes 400 mm dia | 100 metre | 0.05 | 2061.97
18.23 | Rate as per item 18.23 - Laying in position centrifugally cast (spun) iron S&S or flanged pipes (excluding cost of pipe) | quintal | 5.4 | 264.25
Calculated W - SUM of the Amount column above
W as printed in the DAR |  |  |  |  | 32280.05
Difference (calculated - printed)
SAY (Rs.) - final DAR rate as printed (fixed value, not computed) |  |  |  |  | 8541.3
18.73 | Providing and laying Double Flanged (Screwed/ Welded) Centrifugally (Spun) Ductile Iron Pipes of Class K - 9 conforming to IS : 8329 :
18.73.8 | 450 mm dia Ductile Iron Double Flanged
Details of cost for 5 metre ¦ Source: CivilDAR_2019_Vol_2.pdf, page 661
Code | Description | Unit | Quantity | Rate (Rs.) | Amount (Rs.) | Note
7693 | Ductile Iron Pipe Class K-9 flanges and welding 450mm dia | metre | 5 | 6453
2327 | Carriage of Spun iron S & S pipes 450 mm dia | 100 metre | 0.05 | 2520.19
18.23 | Rate as per item 18.23 - Laying in position centrifugally cast (spun) iron S&S or flanged pipes (excluding cost of pipe) | quintal | 6.39 | 264.25
Calculated W - SUM of the Amount column above
W as printed in the DAR |  |  |  |  | 34079.57
Difference (calculated - printed)
SAY (Rs.) - final DAR rate as printed (fixed value, not computed) |  |  |  |  | 9005.15
18.73 | Providing and laying Double Flanged (Screwed/ Welded) Centrifugally (Spun) Ductile Iron Pipes of Class K - 9 conforming to IS : 8329 :
18.73.9 | 500 mm dia Ductile Iron Double Flanged
Details of cost for 5 metre ¦ Source: CivilDAR_2019_Vol_2.pdf, page 661
Code | Description | Unit | Quantity | Rate (Rs.) | Amount (Rs.) | Note
7694 | Ductile Iron Pipe Class K-9 flanges and welding 500mm dia | metre | 5 | 9180
2328 | Carriage of Spun iron S & S pipes 500 mm dia | 100 metre | 0.05 | 2520.19
18.23 | Rate as per item 18.23 - Laying in position centrifugally cast (spun) iron S&S or flanged pipes (excluding cost of pipe) | quintal | 7.4 | 264.25
Calculated W - SUM of the Amount column above
W as printed in the DAR |  |  |  |  | 47981.46
Difference (calculated - printed)
SAY (Rs.) - final DAR rate as printed (fixed value, not computed) |  |  |  |  | 12707.1
18.73 | Providing and laying Double Flanged (Screwed/ Welded) Centrifugally (Spun) Ductile Iron Pipes of Class K - 9 conforming to IS : 8329 :
18.73.10 | 600 mm dia Ductile Iron Double Flanged
Details of cost for 5 metre ¦ Source: CivilDAR_2019_Vol_2.pdf, page 662
Code | Description | Unit | Quantity | Rate (Rs.) | Amount (Rs.) | Note
7695 | Ductile Iron Pipe Class K-9 flanges and welding 600mm dia | metre | 5 | 12150
2329 | Carriage of Spun iron S & S pipes 600mm dia | 100 metre | 0.05 | 3780.28
18.23 | Rate as per item 18.23 - Laying in position centrifugally cast (spun) iron S&S or flanged pipes (excluding cost of pipe) | quintal | 9.95 | 264.25
Calculated W - SUM of the Amount column above
W as printed in the DAR |  |  |  |  | 63568.3
Difference (calculated - printed)
SAY (Rs.) - final DAR rate as printed (fixed value, not computed) |  |  |  |  | 16832.4
18.73 | Providing and laying Double Flanged (Screwed/ Welded) Centrifugally (Spun) Ductile Iron Pipes of Class K - 9 conforming to IS : 8329 :
18.73.11 | 700 mm dia Ductile Iron Double Flanged
Details of cost for 5 metre ¦ Source: CivilDAR_2019_Vol_2.pdf, page 662
Code | Description | Unit | Quantity | Rate (Rs.) | Amount (Rs.) | Note
7696 | Ductile Iron Pipe Class K-9 flanges and welding 700mm dia | metre | 5 | 14370
2330 | Carriage of C.I. pipes 500 mm dia | 100 metre | 0.05 | 2520.19
18.23 | Rate as per item 18.23 - Laying in position centrifugally cast (spun) iron S&S or flanged pipes (excluding cost of pipe) | quintal | 12.75 | 264.25
Calculated W - SUM of the Amount column above
W as printed in the DAR |  |  |  |  | 75345.2
Difference (calculated - printed)
SAY (Rs.) - final DAR rate as printed (fixed value, not computed) |  |  |  |  | 19933.7
18.74 | Providing and fixing unplasticised P.V.C. connection pipe with PTMT Nuts, collar and bush of approved quality and colour.
18.74.1 | 15 mm nominal bore with 30cm length
Details of cost for 1 no ¦ Source: CivilDAR_2019_Vol_2.pdf, page 663
Code | Description | Unit | Quantity | Rate (Rs.) | Amount (Rs.) | Note
7862 | 15 mm nominal bore and 30 cm length PVC connection pipe with P.T.M.T. Nuts | each | 1 | 46.5
9988 | Carriage of materials and fixing charges | L.S. | 12.22 | 2
Calculated W - SUM of the Amount column above
W as printed in the DAR |  |  |  |  | 70.94
Difference (calculated - printed)
SAY (Rs.) - final DAR rate as printed (fixed value, not computed) |  |  |  |  | 94.9
18.74 | Providing and fixing unplasticised P.V.C. connection pipe with PTMT Nuts, collar and bush of approved quality and colour.
18.74.2 | 15 mm nominal bore with 45 cm length
Details of cost for 1 no ¦ Source: CivilDAR_2019_Vol_2.pdf, page 663
Code | Description | Unit | Quantity | Rate (Rs.) | Amount (Rs.) | Note
7863 | 15 mm nominal bore and 45 cm length PVC connection pipe with P.T.M.T. Nuts | each | 1 | 57
9988 | Carriage of materials and fixing charges | L.S. | 13.52 | 2
Calculated W - SUM of the Amount column above
W as printed in the DAR |  |  |  |  | 84.04
Difference (calculated - printed)
SAY (Rs.) - final DAR rate as printed (fixed value, not computed) |  |  |  |  | 112.45
18.75 | Providing and fixing PTMT extension nipple for water tank pipe, fittings of approved quality and colour.
18.75.1 | 15 mm nominal bore, weighing not less than 32 gms
Details of cost for 1 no ¦ Source: CivilDAR_2019_Vol_2.pdf, page 663
Code | Description | Unit | Quantity | Rate (Rs.) | Amount (Rs.) | Note
7864 | P.T.M.T. extension nipple 15mm | each | 1 | 30
9988 | Carriage of materials and fixing charges | L.S. | 3.38 | 2
Calculated W - SUM of the Amount column above
W as printed in the DAR |  |  |  |  | 36.76
Difference (calculated - printed)
SAY (Rs.) - final DAR rate as printed (fixed value, not computed) |  |  |  |  | 49.2
18.75 | Providing and fixing PTMT extension nipple for water tank pipe, fittings of approved quality and colour.
18.75.2 | 20 mm nominal bore, weighing not less than 40 gms
Details of cost for 1 no ¦ Source: CivilDAR_2019_Vol_2.pdf, page 664
Code | Description | Unit | Quantity | Rate (Rs.) | Amount (Rs.) | Note
7865 | P.T.M.T. extension nipple 20mm | each | 1 | 54
9988 | Carriage of materials and fixing charges | L.S. | 3.38 | 2
Calculated W - SUM of the Amount column above
W as printed in the DAR |  |  |  |  | 60.76
Difference (calculated - printed)
SAY (Rs.) - final DAR rate as printed (fixed value, not computed) |  |  |  |  | 81.3
18.75 | Providing and fixing PTMT extension nipple for water tank pipe, fittings of approved quality and colour.
18.75.3 | 25mm nominal bore, weighing not less than 62 gms
Details of cost for 1 no ¦ Source: CivilDAR_2019_Vol_2.pdf, page 664
Code | Description | Unit | Quantity | Rate (Rs.) | Amount (Rs.) | Note
7866 | P.T.M.T. extension nipple 25mm | each | 1 | 78
9988 | Carriage of materials and fixing charges | L.S. | 3.38 | 2
Calculated W - SUM of the Amount column above
W as printed in the DAR |  |  |  |  | 84.76
Difference (calculated - printed)
SAY (Rs.) - final DAR rate as printed (fixed value, not computed) |  |  |  |  | 113.4
18.76 | Cutting holes up to 30x30 cm in walls including making good the same:
18.76.1 | With common burnt clay F.P.S. (non modular) bricks
Details of cost for 10 holes ¦ Source: CivilDAR_2019_Vol_2.pdf, page 665
Code | Description | Unit | Quantity | Rate (Rs.) | Amount (Rs.) | Note
0123 | Mason (brick layer) 1st class | day | 0.16 | 738
0124 | Mason (brick layer) 2nd class | day | 0.16 | 679
0114 | Beldar | day | 1.25 | 558
6.4.1 | Rate as per item 6.4.1 - Brick work with common burnt clay F.P.S. (non modular) bricks of class designation 7.5 in superstructure ab... | cum | 0.21 | 7809.25
13.4.1 | Rate as per item 13.4.1 - 12 mm cement plaster of mix - 1:4 (1 cement: 4 coarse sand) | sqm | 1.2 | 276.15
9999 | Add for delay | L.S. | 16.12 | 2
9999 | Sundries | L.S. | 8.06 | 2
Calculated W - SUM of the Amount column above
W as printed in the DAR |  |  |  |  | 2943.9
Difference (calculated - printed)
SAY (Rs.) - final DAR rate as printed (fixed value, not computed) |  |  |  |  | 327.25
18.77 | Cutting holes up to 15x15 cm in R.C.C. floors and roofs for passing drain pipe etc. and repairing the hole after insertion of drain pipe etc. with cement concrete 1:2:4 (1 cement : 2 coarse sand : 4 graded stone aggregate 20 mm nominal size), including finishing complete so as to make it leak proof.
Details of cost for 10 holes ¦ Source: CivilDAR_2019_Vol_2.pdf, page 665
Code | Description | Unit | Quantity | Rate (Rs.) | Amount (Rs.) | Note
0123 | Mason (brick layer) 1st class | day | 0.83 | 738
0124 | Mason (brick layer) 2nd class | day | 0.83 | 679
0114 | Beldar | day | 1.67 | 558
4.1.3 | Rate as per item 4.1.3 - Providing and laying in position cement concrete of specified grade excluding the cost of centering and shu... | cum | 0.02 | 6788.6
9999 | Finishing top and bottom and making the holes leak proof | L.S. | 121.16 | 2
9999 | Add for delay | L.S. | 40.3 | 2
9999 | Sundries | L.S. | 21.58 | 2
Calculated W - SUM of the Amount column above
W as printed in the DAR |  |  |  |  | 2609.82
Difference (calculated - printed)
SAY (Rs.) - final DAR rate as printed (fixed value, not computed) |  |  |  |  | 344.6
18.78 | Making chases up to 7.5x7.5 cm in walls including making good and finishing with matching surface after housing G.I. pipe etc.
Details of cost for 10 metre ¦ Source: CivilDAR_2019_Vol_2.pdf, page 666
Code | Description | Unit | Quantity | Rate (Rs.) | Amount (Rs.) | Note
0123 | Mason (brick layer) 1st class | day | 0.25 | 738
0124 | Mason (brick layer) 2nd class | day | 0.25 | 679
0114 | Beldar | day | 1 | 558
4.2.5 | Rate as per item 4.2.5 - Providing and laying cement concrete in retaining walls, return walls, walls (any thickness) including atta... | cum | 0.04 | 8025
Calculated W - SUM of the Amount column above
W as printed in the DAR |  |  |  |  | 1233.25
Difference (calculated - printed)
SAY (Rs.) - final DAR rate as printed (fixed value, not computed) |  |  |  |  | 154.15
18.79 | Making hole up to 20x20 cm and embedding pipes up to 150 mm diameter in masonry and filling with cement concrete 1:3:6 (1 cement : 3 coarse sand: 6 graded stone aggregate 20 mm nominal size) including disposal of malba.
Details of cost for 10 metre ¦ Source: CivilDAR_2019_Vol_2.pdf, page 667
Code | Description | Unit | Quantity | Rate (Rs.) | Amount (Rs.) | Note
4.2.5 | Rate as per item 4.2.5 - Providing and laying cement concrete in retaining walls, return walls, walls (any thickness) including atta... | cum | 0.22 | 8025
9999 | Disposal of malba | L.S. | 13.52 | 2
Calculated W - SUM of the Amount column above
W as printed in the DAR |  |  |  |  | 1792.54
Difference (calculated - printed)
SAY (Rs.) - final DAR rate as printed (fixed value, not computed) |  |  |  |  | 180.15
18.80 | Disinfecting C.I. water mains by flushing with water containing bleaching powder @ 0.5 gms per litre of water and cleaning the same with fresh water, operation to be repeated three times including getting the sample of water from the disinfected main tested in the municipal laboratory.
18.80.1 | 80 mm diameter C.I. pipe
Details of cost for 100 metre ¦ Source: CivilDAR_2019_Vol_2.pdf, page 667
Code | Description | Unit | Quantity | Rate (Rs.) | Amount (Rs.) | Note
1301 | Bleaching powder | quintal | 0.008 | 1800
0116 | Fitter (grade 1) | day | 0.33 | 738
0114 | Beldar | day | 1.31 | 558
9999 | Sundries including testing of samples | L.S. | 9.88 | 2
Calculated W - SUM of the Amount column above
W as printed in the DAR |  |  |  |  | 1008.68
Difference (calculated - printed)
SAY (Rs.) - final DAR rate as printed (fixed value, not computed) |  |  |  |  | 1349.55
18.80 | Disinfecting C.I. water mains by flushing with water containing bleaching powder @ 0.5 gms per litre of water and cleaning the same with fresh water, operation to be repeated three times including getting the sample of water from the disinfected main tested in the municipal laboratory.
18.80.2 | 100 mm diameter C.I. pipe
Details of cost for 100 metre ¦ Source: CivilDAR_2019_Vol_2.pdf, page 668
Code | Description | Unit | Quantity | Rate (Rs.) | Amount (Rs.) | Note
1301 | Bleaching powder | quintal | 0.012 | 1800
0116 | Fitter (grade 1) | day | 0.49 | 738
0114 | Beldar | day | 1.64 | 558
9999 | Sundries including testing of samples | L.S. | 13.52 | 2
Calculated W - SUM of the Amount column above
W as printed in the DAR |  |  |  |  | 1325.38
Difference (calculated - printed)
SAY (Rs.) - final DAR rate as printed (fixed value, not computed) |  |  |  |  | 1773.3
18.80 | Disinfecting C.I. water mains by flushing with water containing bleaching powder @ 0.5 gms per litre of water and cleaning the same with fresh water, operation to be repeated three times including getting the sample of water from the disinfected main tested in the municipal laboratory.
18.80.3 | 125 mm diameter C.I. pipe
Details of cost for 100 metre ¦ Source: CivilDAR_2019_Vol_2.pdf, page 668
Code | Description | Unit | Quantity | Rate (Rs.) | Amount (Rs.) | Note
1301 | Bleaching powder | quintal | 0.018 | 1800
0116 | Fitter (grade 1) | day | 0.66 | 738
0114 | Beldar | day | 1.97 | 558
9999 | Sundries including testing of samples | L.S. | 17.94 | 2
Calculated W - SUM of the Amount column above
W as printed in the DAR |  |  |  |  | 1654.62
Difference (calculated - printed)
SAY (Rs.) - final DAR rate as printed (fixed value, not computed) |  |  |  |  | 2213.8
18.80 | Disinfecting C.I. water mains by flushing with water containing bleaching powder @ 0.5 gms per litre of water and cleaning the same with fresh water, operation to be repeated three times including getting the sample of water from the disinfected main tested in the municipal laboratory.
18.80.4 | 150 mm diameter C.I. pipe
Details of cost for 100 metre ¦ Source: CivilDAR_2019_Vol_2.pdf, page 669
Code | Description | Unit | Quantity | Rate (Rs.) | Amount (Rs.) | Note
1301 | Bleaching powder | quintal | 0.027 | 1800
0116 | Fitter (grade 1) | day | 0.82 | 738
0114 | Beldar | day | 2.3 | 558
9999 | Sundries including testing of samples | L.S. | 22.88 | 2
Calculated W - SUM of the Amount column above
W as printed in the DAR |  |  |  |  | 1982.92
Difference (calculated - printed)
SAY (Rs.) - final DAR rate as printed (fixed value, not computed) |  |  |  |  | 2653
18.80 | Disinfecting C.I. water mains by flushing with water containing bleaching powder @ 0.5 gms per litre of water and cleaning the same with fresh water, operation to be repeated three times including getting the sample of water from the disinfected main tested in the municipal laboratory.
18.80.5 | 200 mm diameter C.I. pipe
Details of cost for 100 metre ¦ Source: CivilDAR_2019_Vol_2.pdf, page 669
Code | Description | Unit | Quantity | Rate (Rs.) | Amount (Rs.) | Note
1301 | Bleaching powder | quintal | 0.047 | 1800
0116 | Fitter (grade 1) | day | 1.15 | 738
0114 | Beldar | day | 2.95 | 558
9999 | Sundries including testing of samples | L.S. | 31.46 | 2
Calculated W - SUM of the Amount column above
W as printed in the DAR |  |  |  |  | 2642.32
Difference (calculated - printed)
SAY (Rs.) - final DAR rate as printed (fixed value, not computed) |  |  |  |  | 3535.25
18.80 | Disinfecting C.I. water mains by flushing with water containing bleaching powder @ 0.5 gms per litre of water and cleaning the same with fresh water, operation to be repeated three times including getting the sample of water from the disinfected main tested in the municipal laboratory.
18.80.6 | 250 mm diameter C.I. pipe
Details of cost for 100 metre ¦ Source: CivilDAR_2019_Vol_2.pdf, page 670
Code | Description | Unit | Quantity | Rate (Rs.) | Amount (Rs.) | Note
1301 | Bleaching powder | quintal | 0.074 | 1800
0116 | Fitter (grade 1) | day | 1.48 | 738
0114 | Beldar | day | 3.61 | 558
9999 | Sundries including testing of samples | L.S. | 40.3 | 2
Calculated W - SUM of the Amount column above
W as printed in the DAR |  |  |  |  | 3320.42
Difference (calculated - printed)
SAY (Rs.) - final DAR rate as printed (fixed value, not computed) |  |  |  |  | 4442.5
18.80 | Disinfecting C.I. water mains by flushing with water containing bleaching powder @ 0.5 gms per litre of water and cleaning the same with fresh water, operation to be repeated three times including getting the sample of water from the disinfected main tested in the municipal laboratory.
18.80.7 | 300 mm diameter C.I. pipe
Details of cost for 100 metre ¦ Source: CivilDAR_2019_Vol_2.pdf, page 670
Code | Description | Unit | Quantity | Rate (Rs.) | Amount (Rs.) | Note
1301 | Bleaching powder | quintal | 0.106 | 1800
0116 | Fitter (grade 1) | day | 1.64 | 738
0114 | Beldar | day | 3.94 | 558
9999 | Sundries including testing of samples | L.S. | 44.46 | 2
Calculated W - SUM of the Amount column above
W as printed in the DAR |  |  |  |  | 3688.56
Difference (calculated - printed)
SAY (Rs.) - final DAR rate as printed (fixed value, not computed) |  |  |  |  | 4935.05
18.80 | Disinfecting C.I. water mains by flushing with water containing bleaching powder @ 0.5 gms per litre of water and cleaning the same with fresh water, operation to be repeated three times including getting the sample of water from the disinfected main tested in the municipal laboratory.
18.80.8 | 350 mm diameter C.I. pipe
Details of cost for 100 metre ¦ Source: CivilDAR_2019_Vol_2.pdf, page 671
Code | Description | Unit | Quantity | Rate (Rs.) | Amount (Rs.) | Note
1301 | Bleaching powder | quintal | 0.144 | 1800
0116 | Fitter (grade 1) | day | 1.8 | 738
0114 | Beldar | day | 4.27 | 558
9999 | Sundries including testing of samples | L.S. | 48.36 | 2
Calculated W - SUM of the Amount column above
W as printed in the DAR |  |  |  |  | 4066.98
Difference (calculated - printed)
SAY (Rs.) - final DAR rate as printed (fixed value, not computed) |  |  |  |  | 5441.35
18.80 | Disinfecting C.I. water mains by flushing with water containing bleaching powder @ 0.5 gms per litre of water and cleaning the same with fresh water, operation to be repeated three times including getting the sample of water from the disinfected main tested in the municipal laboratory.
18.80.9 | 400 mm diameter C.I. pipe
Details of cost for 100 metre ¦ Source: CivilDAR_2019_Vol_2.pdf, page 671
Code | Description | Unit | Quantity | Rate (Rs.) | Amount (Rs.) | Note
1301 | Bleaching powder | quintal | 0.189 | 1800
0116 | Fitter (grade 1) | day | 1.97 | 738
0114 | Beldar | day | 4.59 | 558
9999 | Sundries including testing of samples | L.S. | 53.82 | 2
Calculated W - SUM of the Amount column above
W as printed in the DAR |  |  |  |  | 4462.92
Difference (calculated - printed)
SAY (Rs.) - final DAR rate as printed (fixed value, not computed) |  |  |  |  | 5971.1
18.80 | Disinfecting C.I. water mains by flushing with water containing bleaching powder @ 0.5 gms per litre of water and cleaning the same with fresh water, operation to be repeated three times including getting the sample of water from the disinfected main tested in the municipal laboratory.
18.80.10 | 450 mm diameter C.I. pipe
Details of cost for 100 metre ¦ Source: CivilDAR_2019_Vol_2.pdf, page 672
Code | Description | Unit | Quantity | Rate (Rs.) | Amount (Rs.) | Note
1301 | Bleaching powder | quintal | 0.239 | 1800
0116 | Fitter (grade 1) | day | 2.13 | 738
0114 | Beldar | day | 4.92 | 558
9999 | Sundries including testing of samples | L.S. | 58.24 | 2
Calculated W - SUM of the Amount column above
W as printed in the DAR |  |  |  |  | 4863.98
Difference (calculated - printed)
SAY (Rs.) - final DAR rate as printed (fixed value, not computed) |  |  |  |  | 6507.7
18.80 | Disinfecting C.I. water mains by flushing with water containing bleaching powder @ 0.5 gms per litre of water and cleaning the same with fresh water, operation to be repeated three times including getting the sample of water from the disinfected main tested in the municipal laboratory.
18.80.11 | 500 mm diameter C.I. pipe
Details of cost for 100 metre ¦ Source: CivilDAR_2019_Vol_2.pdf, page 672
Code | Description | Unit | Quantity | Rate (Rs.) | Amount (Rs.) | Note
1301 | Bleaching powder | quintal | 0.295 | 1800
0116 | Fitter (grade 1) | day | 2.3 | 738
0114 | Beldar | day | 5.25 | 558
9999 | Sundries including testing of samples | L.S. | 63.7 | 2
Calculated W - SUM of the Amount column above
W as printed in the DAR |  |  |  |  | 5285.3
Difference (calculated - printed)
SAY (Rs.) - final DAR rate as printed (fixed value, not computed) |  |  |  |  | 7071.4
18.80 | Disinfecting C.I. water mains by flushing with water containing bleaching powder @ 0.5 gms per litre of water and cleaning the same with fresh water, operation to be repeated three times including getting the sample of water from the disinfected main tested in the municipal laboratory.
18.80.12 | 600 mm diameter C.I. pipe
Details of cost for 100 metre ¦ Source: CivilDAR_2019_Vol_2.pdf, page 673
Code | Description | Unit | Quantity | Rate (Rs.) | Amount (Rs.) | Note
1301 | Bleaching powder | quintal | 0.424 | 1800
0116 | Fitter (grade 1) | day | 2.62 | 738
0114 | Beldar | day | 5.91 | 558
9999 | Sundries including testing of samples | L.S. | 71.37 | 2
Calculated W - SUM of the Amount column above
W as printed in the DAR |  |  |  |  | 6137.28
Difference (calculated - printed)
SAY (Rs.) - final DAR rate as printed (fixed value, not computed) |  |  |  |  | 8211.3
18.81 | Extra for every operation of disinfecting the C.I. main by flushing with water containing bleaching powder @ 0.5 gms per litre of water and cleaning the same with fresh water, including getting the samples of water tested in the municipal laboratory :
18.81.1 | 80 mm diameter C.I. pipe
Details of cost for 100 metre ¦ Source: CivilDAR_2019_Vol_2.pdf, page 673
Code | Description | Unit | Quantity | Rate (Rs.) | Amount (Rs.) | Note
1301 | Bleaching powder | quintal | 0.003 | 1800
0116 | Fitter (grade 1) | day | 0.11 | 738
0114 | Beldar | day | 0.49 | 558
9999 | Sundries including testing of samples | L.S. | 4.42 | 2
Calculated W - SUM of the Amount column above
W as printed in the DAR |  |  |  |  | 368.84
Difference (calculated - printed)
SAY (Rs.) - final DAR rate as printed (fixed value, not computed) |  |  |  |  | 493.5
18.81 | Extra for every operation of disinfecting the C.I. main by flushing with water containing bleaching powder @ 0.5 gms per litre of water and cleaning the same with fresh water, including getting the samples of water tested in the municipal laboratory :
18.81.2 | 100 mm diameter C.I. pipe
Details of cost for 100 metre ¦ Source: CivilDAR_2019_Vol_2.pdf, page 674
Code | Description | Unit | Quantity | Rate (Rs.) | Amount (Rs.) | Note
1301 | Bleaching powder | quintal | 0.004 | 1800
0116 | Fitter (grade 1) | day | 0.16 | 738
0114 | Beldar | day | 0.57 | 558
9999 | Sundries including testing of samples | L.S. | 4.42 | 2
Calculated W - SUM of the Amount column above
W as printed in the DAR |  |  |  |  | 452.18
Difference (calculated - printed)
SAY (Rs.) - final DAR rate as printed (fixed value, not computed) |  |  |  |  | 605
18.81 | Extra for every operation of disinfecting the C.I. main by flushing with water containing bleaching powder @ 0.5 gms per litre of water and cleaning the same with fresh water, including getting the samples of water tested in the municipal laboratory :
18.81.3 | 125 mm diameter C.I. pipe
Details of cost for 100 metre ¦ Source: CivilDAR_2019_Vol_2.pdf, page 674
Code | Description | Unit | Quantity | Rate (Rs.) | Amount (Rs.) | Note
1301 | Bleaching powder | quintal | 0.006 | 1800
0116 | Fitter (grade 1) | day | 0.22 | 738
0114 | Beldar | day | 0.66 | 558
9999 | Sundries including testing of samples | L.S. | 5.46 | 2
Calculated W - SUM of the Amount column above
W as printed in the DAR |  |  |  |  | 552.36
Difference (calculated - printed)
SAY (Rs.) - final DAR rate as printed (fixed value, not computed) |  |  |  |  | 739
18.81 | Extra for every operation of disinfecting the C.I. main by flushing with water containing bleaching powder @ 0.5 gms per litre of water and cleaning the same with fresh water, including getting the samples of water tested in the municipal laboratory :
18.81.4 | 150 mm diameter C.I. pipe
Details of cost for 100 metre ¦ Source: CivilDAR_2019_Vol_2.pdf, page 674
Code | Description | Unit | Quantity | Rate (Rs.) | Amount (Rs.) | Note
1301 | Bleaching powder | quintal | 0.009 | 1800
0116 | Fitter (grade 1) | day | 0.27 | 738
0114 | Beldar | day | 0.74 | 558
9999 | Sundries including testing of samples | L.S. | 7.15 | 2
Calculated W - SUM of the Amount column above
W as printed in the DAR |  |  |  |  | 642.68
Difference (calculated - printed)
SAY (Rs.) - final DAR rate as printed (fixed value, not computed) |  |  |  |  | 859.85
18.81 | Extra for every operation of disinfecting the C.I. main by flushing with water containing bleaching powder @ 0.5 gms per litre of water and cleaning the same with fresh water, including getting the samples of water tested in the municipal laboratory :
18.81.5 | 200 mm diameter C.I. pipe
Details of cost for 100 metre ¦ Source: CivilDAR_2019_Vol_2.pdf, page 675
Code | Description | Unit | Quantity | Rate (Rs.) | Amount (Rs.) | Note
1301 | Bleaching powder | quintal | 0.016 | 1800
0116 | Fitter (grade 1) | day | 0.58 | 738
0114 | Beldar | day | 0.9 | 558
9999 | Sundries including testing of samples | L.S. | 9.88 | 2
Calculated W - SUM of the Amount column above
W as printed in the DAR |  |  |  |  | 978.8
Difference (calculated - printed)
SAY (Rs.) - final DAR rate as printed (fixed value, not computed) |  |  |  |  | 1309.55
18.81 | Extra for every operation of disinfecting the C.I. main by flushing with water containing bleaching powder @ 0.5 gms per litre of water and cleaning the same with fresh water, including getting the samples of water tested in the municipal laboratory :
18.81.6 | 250 mm diameter C.I. pipe
Details of cost for 100 metre ¦ Source: CivilDAR_2019_Vol_2.pdf, page 675
Code | Description | Unit | Quantity | Rate (Rs.) | Amount (Rs.) | Note
1301 | Bleaching powder | quintal | 0.025 | 1800
0116 | Fitter (grade 1) | day | 0.6 | 738
0114 | Beldar | day | 1.1 | 558
9999 | Sundries including testing of samples | L.S. | 10.79 | 2
Calculated W - SUM of the Amount column above
W as printed in the DAR |  |  |  |  | 1123.18
Difference (calculated - printed)
SAY (Rs.) - final DAR rate as printed (fixed value, not computed) |  |  |  |  | 1502.75
18.81 | Extra for every operation of disinfecting the C.I. main by flushing with water containing bleaching powder @ 0.5 gms per litre of water and cleaning the same with fresh water, including getting the samples of water tested in the municipal laboratory :
18.81.7 | 300 mm diameter C.I. pipe
Details of cost for 100 metre ¦ Source: CivilDAR_2019_Vol_2.pdf, page 676
Code | Description | Unit | Quantity | Rate (Rs.) | Amount (Rs.) | Note
1301 | Bleaching powder | quintal | 0.035 | 1800
0116 | Fitter (grade 1) | day | 0.6 | 738
0114 | Beldar | day | 1.3 | 558
9999 | Sundries including testing of samples | L.S. | 13.52 | 2
Calculated W - SUM of the Amount column above
W as printed in the DAR |  |  |  |  | 1258.24
Difference (calculated - printed)
SAY (Rs.) - final DAR rate as printed (fixed value, not computed) |  |  |  |  | 1683.45
18.81 | Extra for every operation of disinfecting the C.I. main by flushing with water containing bleaching powder @ 0.5 gms per litre of water and cleaning the same with fresh water, including getting the samples of water tested in the municipal laboratory :
18.81.8 | 350 mm diameter C.I. pipe
Details of cost for 100 metre ¦ Source: CivilDAR_2019_Vol_2.pdf, page 676
Code | Description | Unit | Quantity | Rate (Rs.) | Amount (Rs.) | Note
1301 | Bleaching powder | quintal | 0.048 | 1800
0116 | Fitter (grade 1) | day | 0.7 | 738
0114 | Beldar | day | 1.5 | 558
9999 | Sundries including testing of samples | L.S. | 16.12 | 2
Calculated W - SUM of the Amount column above
W as printed in the DAR |  |  |  |  | 1472.24
Difference (calculated - printed)
SAY (Rs.) - final DAR rate as printed (fixed value, not computed) |  |  |  |  | 1969.75
18.81 | Extra for every operation of disinfecting the C.I. main by flushing with water containing bleaching powder @ 0.5 gms per litre of water and cleaning the same with fresh water, including getting the samples of water tested in the municipal laboratory :
18.81.9 | 400 mm diameter C.I. pipe
Details of cost for 100 metre ¦ Source: CivilDAR_2019_Vol_2.pdf, page 676
Code | Description | Unit | Quantity | Rate (Rs.) | Amount (Rs.) | Note
1301 | Bleaching powder | quintal | 0.063 | 1800
0116 | Fitter (grade 1) | day | 0.8 | 738
0114 | Beldar | day | 1.7 | 558
9999 | Sundries including testing of samples | L.S. | 17.94 | 2
Calculated W - SUM of the Amount column above
W as printed in the DAR |  |  |  |  | 1688.28
Difference (calculated - printed)
SAY (Rs.) - final DAR rate as printed (fixed value, not computed) |  |  |  |  | 2258.8
18.81 | Extra for every operation of disinfecting the C.I. main by flushing with water containing bleaching powder @ 0.5 gms per litre of water and cleaning the same with fresh water, including getting the samples of water tested in the municipal laboratory :
18.81.10 | 450 mm diameter C.I. pipe
Details of cost for 100 metre ¦ Source: CivilDAR_2019_Vol_2.pdf, page 677
Code | Description | Unit | Quantity | Rate (Rs.) | Amount (Rs.) | Note
1301 | Bleaching powder | quintal | 0.08 | 1800
0116 | Fitter (grade 1) | day | 0.9 | 738
0114 | Beldar | day | 1.9 | 558
9999 | Sundries including testing of samples | L.S. | 20.67 | 2
Calculated W - SUM of the Amount column above
W as printed in the DAR |  |  |  |  | 1909.74
Difference (calculated - printed)
SAY (Rs.) - final DAR rate as printed (fixed value, not computed) |  |  |  |  | 2555.1
18.81 | Extra for every operation of disinfecting the C.I. main by flushing with water containing bleaching powder @ 0.5 gms per litre of water and cleaning the same with fresh water, including getting the samples of water tested in the municipal laboratory :
18.81.11 | 500 mm diameter C.I. pipe
Details of cost for 100 metre ¦ Source: CivilDAR_2019_Vol_2.pdf, page 677
Code | Description | Unit | Quantity | Rate (Rs.) | Amount (Rs.) | Note
1301 | Bleaching powder | quintal | 0.098 | 1800
0116 | Fitter (grade 1) | day | 1 | 738
0114 | Beldar | day | 2.1 | 558
9999 | Sundries including testing of samples | L.S. | 23.27 | 2
Calculated W - SUM of the Amount column above
W as printed in the DAR |  |  |  |  | 2132.74
Difference (calculated - printed)
SAY (Rs.) - final DAR rate as printed (fixed value, not computed) |  |  |  |  | 2853.45
18.81 | Extra for every operation of disinfecting the C.I. main by flushing with water containing bleaching powder @ 0.5 gms per litre of water and cleaning the same with fresh water, including getting the samples of water tested in the municipal laboratory :
18.81.12 | 600 mm diameter C.I. pipe
Details of cost for 100 metre ¦ Source: CivilDAR_2019_Vol_2.pdf, page 678
Code | Description | Unit | Quantity | Rate (Rs.) | Amount (Rs.) | Note
1301 | Bleaching powder | quintal | 0.141 | 1800
0116 | Fitter (grade 1) | day | 1.2 | 738
0114 | Beldar | day | 2.5 | 558
9999 | Sundries including testing of samples | L.S. | 26 | 2
Calculated W - SUM of the Amount column above
W as printed in the DAR |  |  |  |  | 2586.4
Difference (calculated - printed)
SAY (Rs.) - final DAR rate as printed (fixed value, not computed) |  |  |  |  | 3460.45
18.82 | Dismantling old C.I. pipes including excavation and refilling trenches after taking out the pipes, breaking lead caulked joints, melting of lead and making into blocks, including stacking of pipes at site lead up to 50 metre:
18.82.1 | 80 mm diameter C.I. pipe
Details of cost for 40.26 metre ¦ Source: CivilDAR_2019_Vol_2.pdf, page 678
Code | Description | Unit | Quantity | Rate (Rs.) | Amount (Rs.) | Note
2.8.1 | Rate as per item 2.8.1 - Earth work in excavation by mechanical means (Hydraulic excavator) / manual means in foundation trenches or... | cum | 16.31 | 252.3
2.25 | Rate as per item 2.25 - Filling available excavated earth (excluding rock) in trenches, plinth, sides of foundations etc. in layers... | cum | 16.31 | 219.65
0761 | Fuel wood | quintal | 0.373 | 500
0771 | Kerosene oil | litre | 0.379 | 50
0117 | Assistant Fitter or 2nd class Fitter | day | 0.5 | 679
0114 | Beldar | day | 4 | 558
9988 | Sundries and carriage | L.S. | 53.82 | 2
Calculated W - SUM of the Amount column above
W as printed in the DAR |  |  |  |  | 10582.09
Difference (calculated - printed)
SAY (Rs.) - final DAR rate as printed (fixed value, not computed) |  |  |  |  | 287.05
18.82 | Dismantling old C.I. pipes including excavation and refilling trenches after taking out the pipes, breaking lead caulked joints, melting of lead and making into blocks, including stacking of pipes at site lead up to 50 metre:
18.82.2 | 100 mm diameter C.I. pipe
Details of cost for 40.26 metre ¦ Source: CivilDAR_2019_Vol_2.pdf, page 679
Code | Description | Unit | Quantity | Rate (Rs.) | Amount (Rs.) | Note
2.8.1 | Rate as per item 2.8.1 - Earth work in excavation by mechanical means (Hydraulic excavator) / manual means in foundation trenches or... | cum | 16.17 | 252.3
2.25 | Rate as per item 2.25 - Filling available excavated earth (excluding rock) in trenches, plinth, sides of foundations etc. in layers... | cum | 16.17 | 219.65
0761 | Fuel wood | quintal | 0.466 | 500
0771 | Kerosene oil | litre | 0.379 | 50
0117 | Assistant Fitter or 2nd class Fitter | day | 0.63 | 679
0114 | Beldar | day | 4.5 | 558
9988 | Sundries and carriage | L.S. | 53.82 | 2
Calculated W - SUM of the Amount column above
W as printed in the DAR |  |  |  |  | 10929.79
Difference (calculated - printed)
SAY (Rs.) - final DAR rate as printed (fixed value, not computed) |  |  |  |  | 299.15
18.82 | Dismantling old C.I. pipes including excavation and refilling trenches after taking out the pipes, breaking lead caulked joints, melting of lead and making into blocks, including stacking of pipes at site lead up to 50 metre:
18.82.3 | 125 mm diameter C.I. pipe
Details of cost for 40.26 metre ¦ Source: CivilDAR_2019_Vol_2.pdf, page 680
Code | Description | Unit | Quantity | Rate (Rs.) | Amount (Rs.) | Note
2.8.1 | Rate as per item 2.8.1 - Earth work in excavation by mechanical means (Hydraulic excavator) / manual means in foundation trenches or... | cum | 15.96 | 252.3
2.25 | Rate as per item 2.25 - Filling available excavated earth (excluding rock) in trenches, plinth, sides of foundations etc. in layers... | cum | 15.96 | 219.65
0761 | Fuel wood | quintal | 0.559 | 500
0771 | Kerosene oil | litre | 0.568 | 50
0117 | Assistant Fitter or 2nd class Fitter | day | 0.75 | 679
0114 | Beldar | day | 5 | 558
9988 | Sundries and carriage | L.S. | 53.82 | 2
Calculated W - SUM of the Amount column above
W as printed in the DAR |  |  |  |  | 11247.11
Difference (calculated - printed)
SAY (Rs.) - final DAR rate as printed (fixed value, not computed) |  |  |  |  | 310.55
18.82 | Dismantling old C.I. pipes including excavation and refilling trenches after taking out the pipes, breaking lead caulked joints, melting of lead and making into blocks, including stacking of pipes at site lead up to 50 metre:
18.82.4 | 150 mm diameter C.I. pipe
Details of cost for 40.26 metre ¦ Source: CivilDAR_2019_Vol_2.pdf, page 680
Code | Description | Unit | Quantity | Rate (Rs.) | Amount (Rs.) | Note
2.8.1 | Rate as per item 2.8.1 - Earth work in excavation by mechanical means (Hydraulic excavator) / manual means in foundation trenches or... | cum | 15.7 | 252.3
2.25 | Rate as per item 2.25 - Filling available excavated earth (excluding rock) in trenches, plinth, sides of foundations etc. in layers... | cum | 15.7 | 219.65
0761 | Fuel wood | quintal | 0.653 | 500
0771 | Kerosene oil | litre | 0.568 | 50
0117 | Assistant Fitter or 2nd class Fitter | day | 0.88 | 679
0114 | Beldar | day | 5.5 | 558
9988 | Sundries and carriage | L.S. | 67.21 | 2
Calculated W - SUM of the Amount column above
W as printed in the DAR |  |  |  |  | 11565.46
Difference (calculated - printed)
SAY (Rs.) - final DAR rate as printed (fixed value, not computed) |  |  |  |  | 322.15
18.82 | Dismantling old C.I. pipes including excavation and refilling trenches after taking out the pipes, breaking lead caulked joints, melting of lead and making into blocks, including stacking of pipes at site lead up to 50 metre:
18.82.5 | 200 mm diameter C.I. pipe
Details of cost for 40.26 metre ¦ Source: CivilDAR_2019_Vol_2.pdf, page 681
Code | Description | Unit | Quantity | Rate (Rs.) | Amount (Rs.) | Note
2.8.1 | Rate as per item 2.8.1 - Earth work in excavation by mechanical means (Hydraulic excavator) / manual means in foundation trenches or... | cum | 16.56 | 252.3
2.25 | Rate as per item 2.25 - Filling available excavated earth (excluding rock) in trenches, plinth, sides of foundations etc. in layers... | cum | 16.56 | 219.65
0761 | Fuel wood | quintal | 0.84 | 500
0771 | Kerosene oil | litre | 0.7576 | 50
0117 | Assistant Fitter or 2nd class Fitter | day | 1.1 | 679
0114 | Beldar | day | 6.5 | 558
9988 | Sundries and carriage | L.S. | 67.21 | 2
Calculated W - SUM of the Amount column above
W as printed in the DAR |  |  |  |  | 12781.69
Difference (calculated - printed)
SAY (Rs.) - final DAR rate as printed (fixed value, not computed) |  |  |  |  | 359.15
18.82 | Dismantling old C.I. pipes including excavation and refilling trenches after taking out the pipes, breaking lead caulked joints, melting of lead and making into blocks, including stacking of pipes at site lead up to 50 metre:
18.82.6 | 250 mm diameter C.I. pipe
Details of cost for 40.26 metre ¦ Source: CivilDAR_2019_Vol_2.pdf, page 682
Code | Description | Unit | Quantity | Rate (Rs.) | Amount (Rs.) | Note
2.8.1 | Rate as per item 2.8.1 - Earth work in excavation by mechanical means (Hydraulic excavator) / manual means in foundation trenches or... | cum | 17.26 | 252.3
2.25 | Rate as per item 2.25 - Filling available excavated earth (excluding rock) in trenches, plinth, sides of foundations etc. in layers... | cum | 17.26 | 219.65
0761 | Fuel wood | quintal | 1.026 | 500
0771 | Kerosene oil | litre | 1.1365 | 50
0117 | Assistant Fitter or 2nd class Fitter | day | 1.3 | 679
0114 | Beldar | day | 7.5 | 558
9988 | Sundries and carriage | L.S. | 80.73 | 2
Calculated W - SUM of the Amount column above
W as printed in the DAR |  |  |  |  | 13944.84
Difference (calculated - printed)
SAY (Rs.) - final DAR rate as printed (fixed value, not computed) |  |  |  |  | 395.05
18.82 | Dismantling old C.I. pipes including excavation and refilling trenches after taking out the pipes, breaking lead caulked joints, melting of lead and making into blocks, including stacking of pipes at site lead up to 50 metre:
18.82.7 | 300 mm diameter C.I. pipe
Details of cost for 40.26 metre ¦ Source: CivilDAR_2019_Vol_2.pdf, page 682
Code | Description | Unit | Quantity | Rate (Rs.) | Amount (Rs.) | Note
2.8.1 | Rate as per item 2.8.1 - Earth work in excavation by mechanical means (Hydraulic excavator) / manual means in foundation trenches or... | cum | 17.79 | 252.3
2.25 | Rate as per item 2.25 - Filling available excavated earth (excluding rock) in trenches, plinth, sides of foundations etc. in layers... | cum | 17.79 | 219.65
0761 | Fuel wood | quintal | 1.12 | 500
0771 | Kerosene oil | litre | 1.515 | 50
0117 | Assistant Fitter or 2nd class Fitter | day | 1.5 | 679
0114 | Beldar | day | 8.5 | 558
9988 | Sundries and carriage | L.S. | 94.12 | 2
Calculated W - SUM of the Amount column above
W as printed in the DAR |  |  |  |  | 14981.48
Difference (calculated - printed)
SAY (Rs.) - final DAR rate as printed (fixed value, not computed) |  |  |  |  | 427.4
18.82 | Dismantling old C.I. pipes including excavation and refilling trenches after taking out the pipes, breaking lead caulked joints, melting of lead and making into blocks, including stacking of pipes at site lead up to 50 metre:
18.82.8 | 350 mm diameter C.I. pipe
Details of cost for 40.26 metre ¦ Source: CivilDAR_2019_Vol_2.pdf, page 683
Code | Description | Unit | Quantity | Rate (Rs.) | Amount (Rs.) | Note
2.8.1 | Rate as per item 2.8.1 - Earth work in excavation by mechanical means (Hydraulic excavator) / manual means in foundation trenches or... | cum | 18.14 | 252.3
2.25 | Rate as per item 2.25 - Filling available excavated earth (excluding rock) in trenches, plinth, sides of foundations etc. in layers... | cum | 18.14 | 219.65
0761 | Fuel wood | quintal | 1.213 | 500
0771 | Kerosene oil | litre | 1.515 | 50
0117 | Assistant Fitter or 2nd class Fitter | day | 1.75 | 679
0114 | Beldar | day | 9.5 | 558
9988 | Sundries and carriage | L.S. | 107.64 | 2
Calculated W - SUM of the Amount column above
W as printed in the DAR |  |  |  |  | 15947.95
Difference (calculated - printed)
SAY (Rs.) - final DAR rate as printed (fixed value, not computed) |  |  |  |  | 458.15
18.82 | Dismantling old C.I. pipes including excavation and refilling trenches after taking out the pipes, breaking lead caulked joints, melting of lead and making into blocks, including stacking of pipes at site lead up to 50 metre:
18.82.9 | 400 mm diameter C.I. pipe
Details of cost for 40.26 metre ¦ Source: CivilDAR_2019_Vol_2.pdf, page 684
Code | Description | Unit | Quantity | Rate (Rs.) | Amount (Rs.) | Note
2.8.1 | Rate as per item 2.8.1 - Earth work in excavation by mechanical means (Hydraulic excavator) / manual means in foundation trenches or... | cum | 18.23 | 252.3
2.25 | Rate as per item 2.25 - Filling available excavated earth (excluding rock) in trenches, plinth, sides of foundations etc. in layers... | cum | 18.23 | 219.65
0761 | Fuel wood | quintal | 1.306 | 500
0771 | Kerosene oil | litre | 1.894 | 50
0117 | Assistant Fitter or 2nd class Fitter | day | 2 | 679
0114 | Beldar | day | 10.5 | 558
9988 | Sundries and carriage | L.S. | 121.03 | 2
Calculated W - SUM of the Amount column above
W as printed in the DAR |  |  |  |  | 16810.41
Difference (calculated - printed)
SAY (Rs.) - final DAR rate as printed (fixed value, not computed) |  |  |  |  | 486.45
18.82 | Dismantling old C.I. pipes including excavation and refilling trenches after taking out the pipes, breaking lead caulked joints, melting of lead and making into blocks, including stacking of pipes at site lead up to 50 metre:
18.82.10 | 450 mm diameter C.I. pipe
Details of cost for 40.26 metre ¦ Source: CivilDAR_2019_Vol_2.pdf, page 684
Code | Description | Unit | Quantity | Rate (Rs.) | Amount (Rs.) | Note
2.8.1 | Rate as per item 2.8.1 - Earth work in excavation by mechanical means (Hydraulic excavator) / manual means in foundation trenches or... | cum | 18.38 | 252.3
2.25 | Rate as per item 2.25 - Filling available excavated earth (excluding rock) in trenches, plinth, sides of foundations etc. in layers... | cum | 18.38 | 219.65
0761 | Fuel wood | quintal | 1.4 | 500
0771 | Kerosene oil | litre | 2.273 | 50
0117 | Assistant Fitter or 2nd class Fitter | day | 2.25 | 679
0114 | Beldar | day | 11.5 | 558
9988 | Sundries and carriage | L.S. | 134.55 | 2
Calculated W - SUM of the Amount column above
W as printed in the DAR |  |  |  |  | 17701.94
Difference (calculated - printed)
SAY (Rs.) - final DAR rate as printed (fixed value, not computed) |  |  |  |  | 515.45
18.82 | Dismantling old C.I. pipes including excavation and refilling trenches after taking out the pipes, breaking lead caulked joints, melting of lead and making into blocks, including stacking of pipes at site lead up to 50 metre:
18.82.11 | 500 mm diameter C.I. pipe
Details of cost for 40.26 metre ¦ Source: CivilDAR_2019_Vol_2.pdf, page 685
Code | Description | Unit | Quantity | Rate (Rs.) | Amount (Rs.) | Note
2.8.1 | Rate as per item 2.8.1 - Earth work in excavation by mechanical means (Hydraulic excavator) / manual means in foundation trenches or... | cum | 18.24 | 252.3
2.25 | Rate as per item 2.25 - Filling available excavated earth (excluding rock) in trenches, plinth, sides of foundations etc. in layers... | cum | 18.24 | 219.65
0761 | Fuel wood | quintal | 1.492 | 500
0771 | Kerosene oil | litre | 2.652 | 50
0117 | Assistant Fitter or 2nd class Fitter | day | 2.5 | 679
0114 | Beldar | day | 12.5 | 558
9988 | Sundries and carriage | L.S. | 147.94 | 2
Calculated W - SUM of the Amount column above
W as printed in the DAR |  |  |  |  | 18455.35
Difference (calculated - printed)
SAY (Rs.) - final DAR rate as printed (fixed value, not computed) |  |  |  |  | 541.05
18.82 | Dismantling old C.I. pipes including excavation and refilling trenches after taking out the pipes, breaking lead caulked joints, melting of lead and making into blocks, including stacking of pipes at site lead up to 50 metre:
18.82.12 | 600 mm diameter C.I. pipe
Details of cost for 40.26 metre ¦ Source: CivilDAR_2019_Vol_2.pdf, page 686
Code | Description | Unit | Quantity | Rate (Rs.) | Amount (Rs.) | Note
2.8.1 | Rate as per item 2.8.1 - Earth work in excavation by mechanical means (Hydraulic excavator) / manual means in foundation trenches or... | cum | 17.44 | 252.3
2.25 | Rate as per item 2.25 - Filling available excavated earth (excluding rock) in trenches, plinth, sides of foundations etc. in layers... | cum | 17.44 | 219.65
0761 | Fuel wood | quintal | 1.68 | 500
0771 | Kerosene oil | litre | 3.41 | 50
0117 | Assistant Fitter or 2nd class Fitter | day | 3 | 679
0114 | Beldar | day | 14.5 | 558
9988 | Sundries and carriage | L.S. | 174.85 | 2
Calculated W - SUM of the Amount column above
W as printed in the DAR |  |  |  |  | 19719.01
Difference (calculated - printed)
SAY (Rs.) - final DAR rate as printed (fixed value, not computed) |  |  |  |  | 586.2
18.83 | Labour for cutting C.I. pipe with steel saw.
18.83.1 | 80 mm diameter C.I. pipe
Details of cost for 1 cut ¦ Source: CivilDAR_2019_Vol_2.pdf, page 686
Code | Description | Unit | Quantity | Rate (Rs.) | Amount (Rs.) | Note
0116 | Fitter (grade 1) | day | 0.06 | 738
0114 | Beldar | day | 0.06 | 558
9999 | Sundries | L.S. | 1.82 | 2
Calculated W - SUM of the Amount column above
W as printed in the DAR |  |  |  |  | 81.4
Difference (calculated - printed)
SAY (Rs.) - final DAR rate as printed (fixed value, not computed) |  |  |  |  | 108.9
18.83 | Labour for cutting C.I. pipe with steel saw.
18.83.2 | 100 mm diameter C.I. pipe
Details of cost for 1 cut ¦ Source: CivilDAR_2019_Vol_2.pdf, page 687
Code | Description | Unit | Quantity | Rate (Rs.) | Amount (Rs.) | Note
0116 | Fitter (grade 1) | day | 0.08 | 738
0114 | Beldar | day | 0.08 | 558
9999 | Sundries | L.S. | 2.73 | 2
Calculated W - SUM of the Amount column above
W as printed in the DAR |  |  |  |  | 109.14
Difference (calculated - printed)
SAY (Rs.) - final DAR rate as printed (fixed value, not computed) |  |  |  |  | 146
18.83 | Labour for cutting C.I. pipe with steel saw.
18.83.3 | 125 mm diameter C.I. pipe
Details of cost for 1 cut ¦ Source: CivilDAR_2019_Vol_2.pdf, page 687
Code | Description | Unit | Quantity | Rate (Rs.) | Amount (Rs.) | Note
0116 | Fitter (grade 1) | day | 0.11 | 738
0114 | Beldar | day | 0.11 | 558
9999 | Sundries | L.S. | 4.42 | 2
Calculated W - SUM of the Amount column above
W as printed in the DAR |  |  |  |  | 151.4
Difference (calculated - printed)
SAY (Rs.) - final DAR rate as printed (fixed value, not computed) |  |  |  |  | 202.55
18.83 | Labour for cutting C.I. pipe with steel saw.
18.83.4 | 150 mm diameter C.I. pipe
Details of cost for 1 cut ¦ Source: CivilDAR_2019_Vol_2.pdf, page 687
Code | Description | Unit | Quantity | Rate (Rs.) | Amount (Rs.) | Note
0116 | Fitter (grade 1) | day | 0.15 | 738
0114 | Beldar | day | 0.15 | 558
9999 | Sundries | L.S. | 5.33 | 2
Calculated W - SUM of the Amount column above
W as printed in the DAR |  |  |  |  | 205.06
Difference (calculated - printed)
SAY (Rs.) - final DAR rate as printed (fixed value, not computed) |  |  |  |  | 274.35
18.83 | Labour for cutting C.I. pipe with steel saw.
18.83.5 | 200 mm diameter C.I. pipe
Details of cost for 1 cut ¦ Source: CivilDAR_2019_Vol_2.pdf, page 688
Code | Description | Unit | Quantity | Rate (Rs.) | Amount (Rs.) | Note
0116 | Fitter (grade 1) | day | 0.2 | 738
0114 | Beldar | day | 0.2 | 558
9999 | Sundries | L.S. | 7.15 | 2
Calculated W - SUM of the Amount column above
W as printed in the DAR |  |  |  |  | 273.5
Difference (calculated - printed)
SAY (Rs.) - final DAR rate as printed (fixed value, not computed) |  |  |  |  | 365.95
18.83 | Labour for cutting C.I. pipe with steel saw.
18.83.6 | 250 mm diameter C.I. pipe
Details of cost for 1 cut ¦ Source: CivilDAR_2019_Vol_2.pdf, page 688
Code | Description | Unit | Quantity | Rate (Rs.) | Amount (Rs.) | Note
0116 | Fitter (grade 1) | day | 0.25 | 738
0114 | Beldar | day | 0.25 | 558
9999 | Sundries | L.S. | 8.06 | 2
Calculated W - SUM of the Amount column above
W as printed in the DAR |  |  |  |  | 340.12
Difference (calculated - printed)
SAY (Rs.) - final DAR rate as printed (fixed value, not computed) |  |  |  |  | 455.05
18.83 | Labour for cutting C.I. pipe with steel saw.
18.83.7 | 300 mm diameter C.I. pipe
Details of cost for 1 cut ¦ Source: CivilDAR_2019_Vol_2.pdf, page 688
Code | Description | Unit | Quantity | Rate (Rs.) | Amount (Rs.) | Note
0116 | Fitter (grade 1) | day | 0.3 | 738
0114 | Beldar | day | 0.3 | 558
9999 | Sundries | L.S. | 9.88 | 2
Calculated W - SUM of the Amount column above
W as printed in the DAR |  |  |  |  | 408.56
Difference (calculated - printed)
SAY (Rs.) - final DAR rate as printed (fixed value, not computed) |  |  |  |  | 546.65
18.83 | Labour for cutting C.I. pipe with steel saw.
18.83.8 | 350 mm diameter C.I. pipe
Details of cost for 1 cut ¦ Source: CivilDAR_2019_Vol_2.pdf, page 689
Code | Description | Unit | Quantity | Rate (Rs.) | Amount (Rs.) | Note
0116 | Fitter (grade 1) | day | 0.35 | 738
0114 | Beldar | day | 0.35 | 558
9999 | Sundries | L.S. | 10.79 | 2
Calculated W - SUM of the Amount column above
W as printed in the DAR |  |  |  |  | 475.18
Difference (calculated - printed)
SAY (Rs.) - final DAR rate as printed (fixed value, not computed) |  |  |  |  | 635.75
18.83 | Labour for cutting C.I. pipe with steel saw.
18.83.9 | 400 mm diameter C.I. pipe
Details of cost for 1 cut ¦ Source: CivilDAR_2019_Vol_2.pdf, page 689
Code | Description | Unit | Quantity | Rate (Rs.) | Amount (Rs.) | Note
0116 | Fitter (grade 1) | day | 0.4 | 738
0114 | Beldar | day | 0.4 | 558
9999 | Sundries | L.S. | 12.48 | 2
Calculated W - SUM of the Amount column above
W as printed in the DAR |  |  |  |  | 543.36
Difference (calculated - printed)
SAY (Rs.) - final DAR rate as printed (fixed value, not computed) |  |  |  |  | 727
18.83 | Labour for cutting C.I. pipe with steel saw.
18.83.10 | 450 mm diameter C.I. pipe
Details of cost for 1 cut ¦ Source: CivilDAR_2019_Vol_2.pdf, page 689
Code | Description | Unit | Quantity | Rate (Rs.) | Amount (Rs.) | Note
0116 | Fitter (grade 1) | day | 0.45 | 738
0114 | Beldar | day | 0.45 | 558
9999 | Sundries | L.S. | 13.52 | 2
Calculated W - SUM of the Amount column above
W as printed in the DAR |  |  |  |  | 610.24
Difference (calculated - printed)
SAY (Rs.) - final DAR rate as printed (fixed value, not computed) |  |  |  |  | 816.45
18.83 | Labour for cutting C.I. pipe with steel saw.
18.83.11 | 500 mm diameter C.I. pipe
Details of cost for 1 cut ¦ Source: CivilDAR_2019_Vol_2.pdf, page 690
Code | Description | Unit | Quantity | Rate (Rs.) | Amount (Rs.) | Note
0116 | Fitter (grade 1) | day | 0.5 | 738
0114 | Beldar | day | 0.5 | 558
9999 | Sundries | L.S. | 15.21 | 2
Calculated W - SUM of the Amount column above
W as printed in the DAR |  |  |  |  | 678.42
Difference (calculated - printed)
SAY (Rs.) - final DAR rate as printed (fixed value, not computed) |  |  |  |  | 907.7
18.83 | Labour for cutting C.I. pipe with steel saw.
18.83.12 | 600 mm diameter C.I. pipe
Details of cost for 1 cut ¦ Source: CivilDAR_2019_Vol_2.pdf, page 690
Code | Description | Unit | Quantity | Rate (Rs.) | Amount (Rs.) | Note
0116 | Fitter (grade 1) | day | 0.6 | 738
0114 | Beldar | day | 0.6 | 558
9999 | Sundries | L.S. | 16.12 | 2
Calculated W - SUM of the Amount column above
W as printed in the DAR |  |  |  |  | 809.84
Difference (calculated - printed)
SAY (Rs.) - final DAR rate as printed (fixed value, not computed) |  |  |  |  | 1083.5
18.84 | Providing & fixing chrome plated brass battery based infrared sensor operated pillar cock, having foam flow technology.
18.84.1 | 15 mm nominal bore
Details of cost for 1 no ¦ Source: CivilDAR_2019_Vol_2.pdf, page 690
Code | Description | Unit | Quantity | Rate (Rs.) | Amount (Rs.) | Note
3327 | 15 mm Battery Based Sensor Pillar Cock | each | 1 | 5800
9988 | Carriage of materials and fixing charges | L.S. | 8.06 | 2
Calculated W - SUM of the Amount column above
W as printed in the DAR |  |  |  |  | 5816.12
Difference (calculated - printed)
SAY (Rs.) - final DAR rate as printed (fixed value, not computed) |  |  |  |  | 7781.6
18.85 | Providing and fixing Stainless Steel pipe and fitting of grade AISI 304 as per JIS standard 3448 complete with press type fitting (fitting shall be paid for separately) i/c fixing of the pipe with clamps at 1.00 m spacing including cutting and making good the walls including testing of joints complete as per direction of Engineer- in-charge. (The pipe length inserted in the fitting shall not be measured for payment) Inernal work - Exposed on wall
18.85.1 | 15.88 mm outer dia pipe
Details of cost for 10 metre ¦ Source: CivilDAR_2019_Vol_2.pdf, page 691
Code | Description | Unit | Quantity | Rate (Rs.) | Amount (Rs.) | Note
8779 | SS pipe 304 grades with press fit technology as per JIS 3448 standard 15.88 mm outer dia | metre | 10 | 130
2272 | Carriage of Stainless Steel pipes below 100 mm dia | tonne | 0.00301 | 92.24
| Add 3% for pipe inserted into fitting and wastage etc. |  |  |  | 39 | Percentage add-on; amount as printed
9999 | Cement, sand and grit | L.S. | 2.73 | 2
| Add 2% for special T&P and sundries etc. |  |  |  | 26 | Percentage add-on; amount as printed
0116 | Fitter (grade 1) | day | 0.33 | 738
0117 | Assistant Fitter or 2nd class Fitter | day | 0.66 | 679
0114 | Beldar | day | 0.66 | 558
Calculated W - SUM of the Amount column above
W as printed in the DAR |  |  |  |  | 2430.7
Difference (calculated - printed)
SAY (Rs.) - final DAR rate as printed (fixed value, not computed) |  |  |  |  | 325.2
18.85 | Providing and fixing Stainless Steel pipe and fitting of grade AISI 304 as per JIS standard 3448 complete with press type fitting (fitting shall be paid for separately) i/c fixing of the pipe with clamps at 1.00 m spacing including cutting and making good the walls including testing of joints complete as per direction of Engineer- in-charge. (The pipe length inserted in the fitting shall not be measured for payment) Inernal work - Exposed on wall
18.85.2 | 22.22 mm outer dia Pipe
Details of cost for 10 metre ¦ Source: CivilDAR_2019_Vol_2.pdf, page 691
Code | Description | Unit | Quantity | Rate (Rs.) | Amount (Rs.) | Note
8780 | SS pipe 304 grades with press fit technology as per JIS 3448 standard 22.22 mm outer dia | metre | 10 | 243
2272 | Carriage of Stainless Steel pipes below 100 mm dia | tonne | 0.00529 | 92.24
| Add 3% for pipe inserted into fitting and wastage etc. |  |  |  | 72.9 | Percentage add-on; amount as printed
9999 | Cement, sand and grit | L.S. | 2.73 | 2
| Add 2% for special T&P and sundries etc. |  |  |  | 48.6 | Percentage add-on; amount as printed
0116 | Fitter (grade 1) | day | 0.33 | 738
0117 | Assistant Fitter or 2nd class Fitter | day | 0.66 | 679
0114 | Beldar | day | 0.66 | 558
Calculated W - SUM of the Amount column above
W as printed in the DAR |  |  |  |  | 3617.41
Difference (calculated - printed)
SAY (Rs.) - final DAR rate as printed (fixed value, not computed) |  |  |  |  | 484
18.85 | Providing and fixing Stainless Steel pipe and fitting of grade AISI 304 as per JIS standard 3448 complete with press type fitting (fitting shall be paid for separately) i/c fixing of the pipe with clamps at 1.00 m spacing including cutting and making good the walls including testing of joints complete as per direction of Engineer- in-charge. (The pipe length inserted in the fitting shall not be measured for payment) Inernal work - Exposed on wall
18.85.3 | 28.58 mm outer dia Pipe
Details of cost for 10 metre ¦ Source: CivilDAR_2019_Vol_2.pdf, page 692
Code | Description | Unit | Quantity | Rate (Rs.) | Amount (Rs.) | Note
8781 | SS pipe 304 grades with press fit technology as per JIS 3448 standard 28.58 mm outer dia | metre | 10 | 297
2272 | Carriage of Stainless Steel pipes below 100 mm dia | tonne | 0.00687 | 92.24
| Add 3% for pipe inserted into fitting and wastage etc. |  |  |  | 89.1 | Percentage add-on; amount as printed
9999 | Cement, sand and grit | L.S. | 4.16 | 2
| Add 2% for special T&P and sundries etc. |  |  |  | 59.4 | Percentage add-on; amount as printed
0116 | Fitter (grade 1) | day | 0.33 | 738
0117 | Assistant Fitter or 2nd class Fitter | day | 0.66 | 679
0114 | Beldar | day | 0.66 | 558
Calculated W - SUM of the Amount column above
W as printed in the DAR |  |  |  |  | 4187.41
Difference (calculated - printed)
SAY (Rs.) - final DAR rate as printed (fixed value, not computed) |  |  |  |  | 560.25
18.85 | Providing and fixing Stainless Steel pipe and fitting of grade AISI 304 as per JIS standard 3448 complete with press type fitting (fitting shall be paid for separately) i/c fixing of the pipe with clamps at 1.00 m spacing including cutting and making good the walls including testing of joints complete as per direction of Engineer- in-charge. (The pipe length inserted in the fitting shall not be measured for payment) Inernal work - Exposed on wall
18.85.4 | 34.00 mm outer dia Pipe
Details of cost for 10 metre ¦ Source: CivilDAR_2019_Vol_2.pdf, page 693
Code | Description | Unit | Quantity | Rate (Rs.) | Amount (Rs.) | Note
8782 | SS pipe 304 grades with press fit technology as per JIS 3448 standard 34.00 mm outer dia | metre | 10 | 423
2272 | Carriage of Stainless Steel pipes below 100 mm dia | tonne | 0.0098 | 92.24
| Add 3% for pipe inserted into fitting and wastage etc. |  |  |  | 126.9 | Percentage add-on; amount as printed
9999 | Cement, sand and grit | L.S. | 4.16 | 2
| Add 2% for special T&P and sundries etc. |  |  |  | 84.6 | Percentage add-on; amount as printed
0116 | Fitter (grade 1) | day | 0.33 | 738
0117 | Assistant Fitter or 2nd class Fitter | day | 0.66 | 679
0114 | Beldar | day | 0.66 | 558
Calculated W - SUM of the Amount column above
W as printed in the DAR |  |  |  |  | 5510.68
Difference (calculated - printed)
SAY (Rs.) - final DAR rate as printed (fixed value, not computed) |  |  |  |  | 737.3
18.85 | Providing and fixing Stainless Steel pipe and fitting of grade AISI 304 as per JIS standard 3448 complete with press type fitting (fitting shall be paid for separately) i/c fixing of the pipe with clamps at 1.00 m spacing including cutting and making good the walls including testing of joints complete as per direction of Engineer- in-charge. (The pipe length inserted in the fitting shall not be measured for payment) Inernal work - Exposed on wall
18.85.5 | 42.70 mm outer dia Pipe
Details of cost for 10 metre ¦ Source: CivilDAR_2019_Vol_2.pdf, page 693
Code | Description | Unit | Quantity | Rate (Rs.) | Amount (Rs.) | Note
8783 | SS pipe 304 grades with press fit technology as per JIS 3448 standard 42.70 mm outer dia | metre | 10 | 441
2272 | Carriage of Stainless Steel pipes below 100 mm dia | tonne | 0.0124 | 92.24
| Add 3% for pipe inserted into fitting and wastage etc. |  |  |  | 132.3 | Percentage add-on; amount as printed
9999 | Cement, sand and grit | L.S. | 5.33 | 2
| Add 2% for special T&P and sundries etc. |  |  |  | 88.2 | Percentage add-on; amount as printed
0116 | Fitter (grade 1) | day | 0.33 | 738
0117 | Assistant Fitter or 2nd class Fitter | day | 0.66 | 679
0114 | Beldar | day | 0.66 | 558
Calculated W - SUM of the Amount column above
W as printed in the DAR |  |  |  |  | 5702.26
Difference (calculated - printed)
SAY (Rs.) - final DAR rate as printed (fixed value, not computed) |  |  |  |  | 762.95
18.85 | Providing and fixing Stainless Steel pipe and fitting of grade AISI 304 as per JIS standard 3448 complete with press type fitting (fitting shall be paid for separately) i/c fixing of the pipe with clamps at 1.00 m spacing including cutting and making good the walls including testing of joints complete as per direction of Engineer- in-charge. (The pipe length inserted in the fitting shall not be measured for payment) Inernal work - Exposed on wall
18.85.6 | 48.60 mm outer dia Pipe
Details of cost for 10 metre ¦ Source: CivilDAR_2019_Vol_2.pdf, page 694
Code | Description | Unit | Quantity | Rate (Rs.) | Amount (Rs.) | Note
8701 | SS pipe 304 grades with press fit technology as per JIS 3448 standard 48.60 mm outer dia | metre | 10 | 610
2272 | Carriage of Stainless Steel pipes below 100 mm dia | tonne | 0.0142 | 92.24
| Add 3% for pipe inserted into fitting and wastage etc. |  |  |  | 183 | Percentage add-on; amount as printed
9999 | Cement, sand and grit | L.S. | 5.33 | 2
| Add 2% for special T&P and sundries etc. |  |  |  | 122 | Percentage add-on; amount as printed
0116 | Fitter (grade 1) | day | 0.33 | 738
0117 | Assistant Fitter or 2nd class Fitter | day | 0.66 | 679
0114 | Beldar | day | 0.66 | 558
Calculated W - SUM of the Amount column above
W as printed in the DAR |  |  |  |  | 7476.93
Difference (calculated - printed)
SAY (Rs.) - final DAR rate as printed (fixed value, not computed) |  |  |  |  | 1000.35
18.86 | Providing and fixing Stainless Steel pipe and fitting of grade AISI 304 as per JIS standard 3448 complete with press type fitting (fitting shall be paid for separately) i/c fixing of the pipe with clamps at 1.00m spacing and also including cutting of chases and making good the walls including testing of joints complete as per direction of Engineer -in-charge. (The pipe length inserted in the fitting shall not be measured for payment) Internal work - Concealed Pipe
18.86.1 | 15.88 mm outer dia .Pipes.
Details of cost for 10 metre ¦ Source: CivilDAR_2019_Vol_2.pdf, page 695
Code | Description | Unit | Quantity | Rate (Rs.) | Amount (Rs.) | Note
8779 | SS pipe 304 grades with press fit technology as per JIS 3448 standard 15.88 mm outer dia | metre | 10 | 130
| Add 3% for pipe inserted into fitting and wastage etc. |  |  |  | 39 | Percentage add-on; amount as printed
2272 | Carriage of Stainless Steel pipes below 100 mm dia | tonne | 0.00301 | 92.24
18.78 | Rate as per item 18.78 - Making chases up to 7.5x7.5 cm in walls including making good and finishing with matching surface after hou... | metre | 10 | 154.15
| Add 2% for special T&P and sundries etc. |  |  |  | 26 | Percentage add-on; amount as printed
0116 | Fitter (grade 1) | day | 0.33 | 738
0117 | Assistant Fitter or 2nd class Fitter | day | 0.66 | 679
0114 | Beldar | day | 0.66 | 558
Calculated W - SUM of the Amount column above
W as printed in the DAR |  |  |  |  | 3966.74
Difference (calculated - printed)
SAY (Rs.) - final DAR rate as printed (fixed value, not computed) |  |  |  |  | 478.65
18.86 | Providing and fixing Stainless Steel pipe and fitting of grade AISI 304 as per JIS standard 3448 complete with press type fitting (fitting shall be paid for separately) i/c fixing of the pipe with clamps at 1.00m spacing and also including cutting of chases and making good the walls including testing of joints complete as per direction of Engineer -in-charge. (The pipe length inserted in the fitting shall not be measured for payment) Internal work - Concealed Pipe
18.86.2 | 22.22 mm Outer dia pipes
Details of cost for 10 metre ¦ Source: CivilDAR_2019_Vol_2.pdf, page 695
Code | Description | Unit | Quantity | Rate (Rs.) | Amount (Rs.) | Note
8780 | SS pipe 304 grades with press fit technology as per JIS 3448 standard 22.22 mm outer dia | metre | 10 | 243
| Add 3% for pipe inserted into fitting and wastage etc. |  |  |  | 72.9 | Percentage add-on; amount as printed
2272 | Carriage of Stainless Steel pipes below 100 mm dia | tonne | 0.00529 | 92.24
18.78 | Rate as per item 18.78 - Making chases up to 7.5x7.5 cm in walls including making good and finishing with matching surface after hou... | metre | 10 | 154.15
| Add 2% for special T&P and sundries etc. |  |  |  | 48.6 | Percentage add-on; amount as printed
0116 | Fitter (grade 1) | day | 0.33 | 738
0117 | Assistant Fitter or 2nd class Fitter | day | 0.66 | 679
0114 | Beldar | day | 0.66 | 558
Calculated W - SUM of the Amount column above
W as printed in the DAR |  |  |  |  | 5153.45
Difference (calculated - printed)
SAY (Rs.) - final DAR rate as printed (fixed value, not computed) |  |  |  |  | 637.4
18.87 | Providing and fixing required Stainless Steel Fitting of press fit design of grade AISI 304 conforming to JWWA G116 standard with V-profile or M-profile and with O-ring sealing gasket of EPDM material of required dia as per direction of Engineer-in-charge. Coupling/Socket
18.87.1 | For 15.88 mm outer dia pipe
Details of cost for 1 no ¦ Source: CivilDAR_2019_Vol_2.pdf, page 696
Code | Description | Unit | Quantity | Rate (Rs.) | Amount (Rs.) | Note
8702 | Coupling/Socket fittings for 15.88 mm outer dia SS pipe | each | 1 | 59
Calculated W - SUM of the Amount column above
W as printed in the DAR |  |  |  |  | 59
Difference (calculated - printed)
SAY (Rs.) - final DAR rate as printed (fixed value, not computed) |  |  |  |  | 78.95
18.87 | Providing and fixing required Stainless Steel Fitting of press fit design of grade AISI 304 conforming to JWWA G116 standard with V-profile or M-profile and with O-ring sealing gasket of EPDM material of required dia as per direction of Engineer-in-charge. Coupling/Socket
18.87.2 | For 22.22 mm outer dia pipe
Details of cost for 1 no ¦ Source: CivilDAR_2019_Vol_2.pdf, page 697
Code | Description | Unit | Quantity | Rate (Rs.) | Amount (Rs.) | Note
8786 | Coupling/Socket fittings for 22.22 mm outer dia SS pipe | each | 1 | 63
Calculated W - SUM of the Amount column above
W as printed in the DAR |  |  |  |  | 63
Difference (calculated - printed)
SAY (Rs.) - final DAR rate as printed (fixed value, not computed) |  |  |  |  | 84.3
18.87 | Providing and fixing required Stainless Steel Fitting of press fit design of grade AISI 304 conforming to JWWA G116 standard with V-profile or M-profile and with O-ring sealing gasket of EPDM material of required dia as per direction of Engineer-in-charge. Coupling/Socket
18.87.3 | For 28.58 mm outer dia pipe
Details of cost for 1 no ¦ Source: CivilDAR_2019_Vol_2.pdf, page 697
Code | Description | Unit | Quantity | Rate (Rs.) | Amount (Rs.) | Note
8787 | Coupling/Socket fittings for 28.58 mm outer dia SS pipe | each | 1 | 89
Calculated W - SUM of the Amount column above
W as printed in the DAR |  |  |  |  | 89
Difference (calculated - printed)
SAY (Rs.) - final DAR rate as printed (fixed value, not computed) |  |  |  |  | 119.1
18.87 | Providing and fixing required Stainless Steel Fitting of press fit design of grade AISI 304 conforming to JWWA G116 standard with V-profile or M-profile and with O-ring sealing gasket of EPDM material of required dia as per direction of Engineer-in-charge. Coupling/Socket
18.87.4 | For 34.00 mm outer dia pipe
Details of cost for 1 no ¦ Source: CivilDAR_2019_Vol_2.pdf, page 697
Code | Description | Unit | Quantity | Rate (Rs.) | Amount (Rs.) | Note
8788 | Coupling/Socket fittings for 34.00 mm outer dia SS pipe | each | 1 | 131
Calculated W - SUM of the Amount column above
W as printed in the DAR |  |  |  |  | 131
Difference (calculated - printed)
SAY (Rs.) - final DAR rate as printed (fixed value, not computed) |  |  |  |  | 175.25
18.87 | Providing and fixing required Stainless Steel Fitting of press fit design of grade AISI 304 conforming to JWWA G116 standard with V-profile or M-profile and with O-ring sealing gasket of EPDM material of required dia as per direction of Engineer-in-charge. Coupling/Socket
18.87.5 | For 42.70 mm outer dia pipe
Details of cost for 1 no ¦ Source: CivilDAR_2019_Vol_2.pdf, page 698
Code | Description | Unit | Quantity | Rate (Rs.) | Amount (Rs.) | Note
8789 | Coupling/Socket fittings for 42.70 mm outer dia SS pipe | each | 1 | 158
Calculated W - SUM of the Amount column above
W as printed in the DAR |  |  |  |  | 158
Difference (calculated - printed)
SAY (Rs.) - final DAR rate as printed (fixed value, not computed) |  |  |  |  | 211.4
18.87 | Providing and fixing required Stainless Steel Fitting of press fit design of grade AISI 304 conforming to JWWA G116 standard with V-profile or M-profile and with O-ring sealing gasket of EPDM material of required dia as per direction of Engineer-in-charge. Coupling/Socket
18.87.6 | For 48.60 mm outer dia pipe
Details of cost for 1 no ¦ Source: CivilDAR_2019_Vol_2.pdf, page 698
Code | Description | Unit | Quantity | Rate (Rs.) | Amount (Rs.) | Note
8790 | Coupling/Socket fittings for 48.60 mm outer dia SS pipe | each | 1 | 180
Calculated W - SUM of the Amount column above
W as printed in the DAR |  |  |  |  | 180
Difference (calculated - printed)
SAY (Rs.) - final DAR rate as printed (fixed value, not computed) |  |  |  |  | 240.85
18.88 | Providing and fixing required Stainless Steel Fitting of press fit design of grade AISI 304 conforming to JWWA G116 standard with V-profile or M-profile and with O-ring sealing gasket of EPDM material of providing and fixing required Stainless Steel Fitting of press fit design of grade AISI 304 conforming to JWWA G116 standard with V-profile or M-profile and with O-ring sealing gasket of EPDM
18.88.1 | For 22.22 mm x 15.88 mm outer dia pipe
Details of cost for 1 no ¦ Source: CivilDAR_2019_Vol_2.pdf, page 698
Code | Description | Unit | Quantity | Rate (Rs.) | Amount (Rs.) | Note
8791 | Reducer for 22.22 mm X 15.88 mm outer Dia SS pipe | each | 1 | 103
Calculated W - SUM of the Amount column above
W as printed in the DAR |  |  |  |  | 103
Difference (calculated - printed)
SAY (Rs.) - final DAR rate as printed (fixed value, not computed) |  |  |  |  | 137.8
18.88 | Providing and fixing required Stainless Steel Fitting of press fit design of grade AISI 304 conforming to JWWA G116 standard with V-profile or M-profile and with O-ring sealing gasket of EPDM material of providing and fixing required Stainless Steel Fitting of press fit design of grade AISI 304 conforming to JWWA G116 standard with V-profile or M-profile and with O-ring sealing gasket of EPDM
18.88.2 | For 28.58 mm x 15.88 mm outer dia pipe
Details of cost for 1 no ¦ Source: CivilDAR_2019_Vol_2.pdf, page 699
Code | Description | Unit | Quantity | Rate (Rs.) | Amount (Rs.) | Note
8792 | Reducer for 28.58 mm X 15.88 mm outer Dia SS pipe | each | 1 | 141
Calculated W - SUM of the Amount column above
W as printed in the DAR |  |  |  |  | 141
Difference (calculated - printed)
SAY (Rs.) - final DAR rate as printed (fixed value, not computed) |  |  |  |  | 188.65
18.88 | Providing and fixing required Stainless Steel Fitting of press fit design of grade AISI 304 conforming to JWWA G116 standard with V-profile or M-profile and with O-ring sealing gasket of EPDM material of providing and fixing required Stainless Steel Fitting of press fit design of grade AISI 304 conforming to JWWA G116 standard with V-profile or M-profile and with O-ring sealing gasket of EPDM
18.88.3 | For 28.58 mm x 22.22 mm outer dia pipe
Details of cost for 1 no ¦ Source: CivilDAR_2019_Vol_2.pdf, page 699
Code | Description | Unit | Quantity | Rate (Rs.) | Amount (Rs.) | Note
8793 | Reducer for 28.58 mm X 22.22 mm outer Dia SS pipe | each | 1 | 145
Calculated W - SUM of the Amount column above
W as printed in the DAR |  |  |  |  | 145
Difference (calculated - printed)
SAY (Rs.) - final DAR rate as printed (fixed value, not computed) |  |  |  |  | 194
18.88 | Providing and fixing required Stainless Steel Fitting of press fit design of grade AISI 304 conforming to JWWA G116 standard with V-profile or M-profile and with O-ring sealing gasket of EPDM material of providing and fixing required Stainless Steel Fitting of press fit design of grade AISI 304 conforming to JWWA G116 standard with V-profile or M-profile and with O-ring sealing gasket of EPDM
18.88.4 | For 34.00 mm x 15.88 mm outer dia pipe
Details of cost for 1 no ¦ Source: CivilDAR_2019_Vol_2.pdf, page 700
Code | Description | Unit | Quantity | Rate (Rs.) | Amount (Rs.) | Note
8794 | Reducer for 34.00 mm X 15.88 mm outer Dia SS pipe | each | 1 | 184
Calculated W - SUM of the Amount column above
W as printed in the DAR |  |  |  |  | 184
Difference (calculated - printed)
SAY (Rs.) - final DAR rate as printed (fixed value, not computed) |  |  |  |  | 246.2
18.88 | Providing and fixing required Stainless Steel Fitting of press fit design of grade AISI 304 conforming to JWWA G116 standard with V-profile or M-profile and with O-ring sealing gasket of EPDM material of providing and fixing required Stainless Steel Fitting of press fit design of grade AISI 304 conforming to JWWA G116 standard with V-profile or M-profile and with O-ring sealing gasket of EPDM
18.88.5 | For 34.00 mm x 22.22 mm outer dia pipe
Details of cost for 1 no ¦ Source: CivilDAR_2019_Vol_2.pdf, page 700
Code | Description | Unit | Quantity | Rate (Rs.) | Amount (Rs.) | Note
8795 | Reducer for 34.00 mm X 22.22 mm outer Dia SS pipe | each | 1 | 187
Calculated W - SUM of the Amount column above
W as printed in the DAR |  |  |  |  | 187
Difference (calculated - printed)
SAY (Rs.) - final DAR rate as printed (fixed value, not computed) |  |  |  |  | 250.2
18.88 | Providing and fixing required Stainless Steel Fitting of press fit design of grade AISI 304 conforming to JWWA G116 standard with V-profile or M-profile and with O-ring sealing gasket of EPDM material of providing and fixing required Stainless Steel Fitting of press fit design of grade AISI 304 conforming to JWWA G116 standard with V-profile or M-profile and with O-ring sealing gasket of EPDM
18.88.6 | For 34.00 mm x 28.58 mm outer dia pipe
Details of cost for 1 no ¦ Source: CivilDAR_2019_Vol_2.pdf, page 700
Code | Description | Unit | Quantity | Rate (Rs.) | Amount (Rs.) | Note
8796 | Reducer for 34.00 mm X 28.58 mm outer Dia SS pipe | each | 1 | 190
Calculated W - SUM of the Amount column above
W as printed in the DAR |  |  |  |  | 190
Difference (calculated - printed)
SAY (Rs.) - final DAR rate as printed (fixed value, not computed) |  |  |  |  | 254.2
18.88 | Providing and fixing required Stainless Steel Fitting of press fit design of grade AISI 304 conforming to JWWA G116 standard with V-profile or M-profile and with O-ring sealing gasket of EPDM material of providing and fixing required Stainless Steel Fitting of press fit design of grade AISI 304 conforming to JWWA G116 standard with V-profile or M-profile and with O-ring sealing gasket of EPDM
18.88.7 | For 42.70 mm x 15.88 mm outer dia pipe
Details of cost for 1 no ¦ Source: CivilDAR_2019_Vol_2.pdf, page 701
Code | Description | Unit | Quantity | Rate (Rs.) | Amount (Rs.) | Note
8797 | Reducer for 42.70 mm X 15.88 mm outer Dia SS pipe | each | 1 | 359
Calculated W - SUM of the Amount column above
W as printed in the DAR |  |  |  |  | 359
Difference (calculated - printed)
SAY (Rs.) - final DAR rate as printed (fixed value, not computed) |  |  |  |  | 480.3
18.88 | Providing and fixing required Stainless Steel Fitting of press fit design of grade AISI 304 conforming to JWWA G116 standard with V-profile or M-profile and with O-ring sealing gasket of EPDM material of providing and fixing required Stainless Steel Fitting of press fit design of grade AISI 304 conforming to JWWA G116 standard with V-profile or M-profile and with O-ring sealing gasket of EPDM
18.88.8 | For 42.70 mm x 22.22 mm outer dia pipe
Details of cost for 1 no ¦ Source: CivilDAR_2019_Vol_2.pdf, page 701
Code | Description | Unit | Quantity | Rate (Rs.) | Amount (Rs.) | Note
8798 | Reducer for 42.70 mm X 22.22 mm outer Dia SS pipe | each | 1 | 362
Calculated W - SUM of the Amount column above
W as printed in the DAR |  |  |  |  | 362
Difference (calculated - printed)
SAY (Rs.) - final DAR rate as printed (fixed value, not computed) |  |  |  |  | 484.35
18.88 | Providing and fixing required Stainless Steel Fitting of press fit design of grade AISI 304 conforming to JWWA G116 standard with V-profile or M-profile and with O-ring sealing gasket of EPDM material of providing and fixing required Stainless Steel Fitting of press fit design of grade AISI 304 conforming to JWWA G116 standard with V-profile or M-profile and with O-ring sealing gasket of EPDM
18.88.9 | For 42.70 mm x 28.58 mm outer dia pipe
Details of cost for 1 no ¦ Source: CivilDAR_2019_Vol_2.pdf, page 701
Code | Description | Unit | Quantity | Rate (Rs.) | Amount (Rs.) | Note
8799 | Reducer for 42.70 mm X 28.58 mm outer Dia SS pipe | each | 1 | 362
Calculated W - SUM of the Amount column above
W as printed in the DAR |  |  |  |  | 362
Difference (calculated - printed)
SAY (Rs.) - final DAR rate as printed (fixed value, not computed) |  |  |  |  | 484.35
18.88 | Providing and fixing required Stainless Steel Fitting of press fit design of grade AISI 304 conforming to JWWA G116 standard with V-profile or M-profile and with O-ring sealing gasket of EPDM material of providing and fixing required Stainless Steel Fitting of press fit design of grade AISI 304 conforming to JWWA G116 standard with V-profile or M-profile and with O-ring sealing gasket of EPDM
18.88.10 | For 42.70 mm x 34.00 mm outer dia pipe
Details of cost for 1 no ¦ Source: CivilDAR_2019_Vol_2.pdf, page 702
Code | Description | Unit | Quantity | Rate (Rs.) | Amount (Rs.) | Note
8800 | Reducer for 42.70 mm X 34.00 mm outer Dia SS pipe | each | 1 | 387
Calculated W - SUM of the Amount column above
W as printed in the DAR |  |  |  |  | 387
Difference (calculated - printed)
SAY (Rs.) - final DAR rate as printed (fixed value, not computed) |  |  |  |  | 517.8
18.88 | Providing and fixing required Stainless Steel Fitting of press fit design of grade AISI 304 conforming to JWWA G116 standard with V-profile or M-profile and with O-ring sealing gasket of EPDM material of providing and fixing required Stainless Steel Fitting of press fit design of grade AISI 304 conforming to JWWA G116 standard with V-profile or M-profile and with O-ring sealing gasket of EPDM
18.88.11 | For 48.60 mm x 15.88 mm outer dia pipe
Details of cost for 1 no ¦ Source: CivilDAR_2019_Vol_2.pdf, page 702
Code | Description | Unit | Quantity | Rate (Rs.) | Amount (Rs.) | Note
8801 | Reducer for 48.60 mm X 15.88 mm outer Dia SS pipe | each | 1 | 410
Calculated W - SUM of the Amount column above
W as printed in the DAR |  |  |  |  | 410
Difference (calculated - printed)
SAY (Rs.) - final DAR rate as printed (fixed value, not computed) |  |  |  |  | 548.55
18.88 | Providing and fixing required Stainless Steel Fitting of press fit design of grade AISI 304 conforming to JWWA G116 standard with V-profile or M-profile and with O-ring sealing gasket of EPDM material of providing and fixing required Stainless Steel Fitting of press fit design of grade AISI 304 conforming to JWWA G116 standard with V-profile or M-profile and with O-ring sealing gasket of EPDM
18.88.12 | For 48.60 mm x 22.22 mm outer dia pipe
Details of cost for 1 no ¦ Source: CivilDAR_2019_Vol_2.pdf, page 702
Code | Description | Unit | Quantity | Rate (Rs.) | Amount (Rs.) | Note
8802 | Reducer for 48.60 mm X 22.22 mm outer Dia SS pipe | each | 1 | 410
Calculated W - SUM of the Amount column above
W as printed in the DAR |  |  |  |  | 410
Difference (calculated - printed)
SAY (Rs.) - final DAR rate as printed (fixed value, not computed) |  |  |  |  | 548.55
18.88 | Providing and fixing required Stainless Steel Fitting of press fit design of grade AISI 304 conforming to JWWA G116 standard with V-profile or M-profile and with O-ring sealing gasket of EPDM material of providing and fixing required Stainless Steel Fitting of press fit design of grade AISI 304 conforming to JWWA G116 standard with V-profile or M-profile and with O-ring sealing gasket of EPDM
18.88.13 | For 48.60 mm x 28.58 mm outer dia pipe
Details of cost for 1 no ¦ Source: CivilDAR_2019_Vol_2.pdf, page 703
Code | Description | Unit | Quantity | Rate (Rs.) | Amount (Rs.) | Note
8803 | Reducer for 48.60 mm X 28.58 mm outer Dia SS pipe | each | 1 | 410
Calculated W - SUM of the Amount column above
W as printed in the DAR |  |  |  |  | 410
Difference (calculated - printed)
SAY (Rs.) - final DAR rate as printed (fixed value, not computed) |  |  |  |  | 548.55
18.88 | Providing and fixing required Stainless Steel Fitting of press fit design of grade AISI 304 conforming to JWWA G116 standard with V-profile or M-profile and with O-ring sealing gasket of EPDM material of providing and fixing required Stainless Steel Fitting of press fit design of grade AISI 304 conforming to JWWA G116 standard with V-profile or M-profile and with O-ring sealing gasket of EPDM
18.88.14 | For 48.60 mm x 34.00 mm outer dia pipe
Details of cost for 1 no ¦ Source: CivilDAR_2019_Vol_2.pdf, page 703
Code | Description | Unit | Quantity | Rate (Rs.) | Amount (Rs.) | Note
8804 | Reducer for 48.60 mm X 34.00 mm outer Dia SS pipe | each | 1 | 410
Calculated W - SUM of the Amount column above
W as printed in the DAR |  |  |  |  | 410
Difference (calculated - printed)
SAY (Rs.) - final DAR rate as printed (fixed value, not computed) |  |  |  |  | 548.55
18.88 | Providing and fixing required Stainless Steel Fitting of press fit design of grade AISI 304 conforming to JWWA G116 standard with V-profile or M-profile and with O-ring sealing gasket of EPDM material of providing and fixing required Stainless Steel Fitting of press fit design of grade AISI 304 conforming to JWWA G116 standard with V-profile or M-profile and with O-ring sealing gasket of EPDM
18.88.15 | For 48.60 mm x 42.70 mm outer dia pipe
Details of cost for 1 no ¦ Source: CivilDAR_2019_Vol_2.pdf, page 703
Code | Description | Unit | Quantity | Rate (Rs.) | Amount (Rs.) | Note
8805 | Reducer for48.60 mm X 42.70 mm outer Dia SS pipe | each | 1 | 410
Calculated W - SUM of the Amount column above
W as printed in the DAR |  |  |  |  | 410
Difference (calculated - printed)
SAY (Rs.) - final DAR rate as printed (fixed value, not computed) |  |  |  |  | 548.55
18.89 | Providing and fixing required Stainless Steel Fitting of press fit design of grade AISI 304 conforming to JWWA G116 standard with V-profile or M-profile and with O-ring sealing gasket of EPDM material of required dia as per direction of Engineer-in-charge. Slip Coupling/ Socket
18.89.1 | For 15.88 mm outer dia pipe
Details of cost for 1 no ¦ Source: CivilDAR_2019_Vol_2.pdf, page 704
Code | Description | Unit | Quantity | Rate (Rs.) | Amount (Rs.) | Note
8806 | Slip Coupling / Socket 15.88 mm outer dia SS pipe | each | 1 | 47
Calculated W - SUM of the Amount column above
W as printed in the DAR |  |  |  |  | 47
Difference (calculated - printed)
SAY (Rs.) - final DAR rate as printed (fixed value, not computed) |  |  |  |  | 62.9
18.89 | Providing and fixing required Stainless Steel Fitting of press fit design of grade AISI 304 conforming to JWWA G116 standard with V-profile or M-profile and with O-ring sealing gasket of EPDM material of required dia as per direction of Engineer-in-charge. Slip Coupling/ Socket
18.89.2 | For 22.22 mm outer dia pipe
Details of cost for 1 no ¦ Source: CivilDAR_2019_Vol_2.pdf, page 704
Code | Description | Unit | Quantity | Rate (Rs.) | Amount (Rs.) | Note
8807 | Slip Coupling / Socket 22.22 mm outer dia SS pipe | each | 1 | 63
Calculated W - SUM of the Amount column above
W as printed in the DAR |  |  |  |  | 63
Difference (calculated - printed)
SAY (Rs.) - final DAR rate as printed (fixed value, not computed) |  |  |  |  | 84.3
18.89 | Providing and fixing required Stainless Steel Fitting of press fit design of grade AISI 304 conforming to JWWA G116 standard with V-profile or M-profile and with O-ring sealing gasket of EPDM material of required dia as per direction of Engineer-in-charge. Slip Coupling/ Socket
18.89.3 | For 28.58 mm outer dia pipe
Details of cost for 1 no ¦ Source: CivilDAR_2019_Vol_2.pdf, page 704
Code | Description | Unit | Quantity | Rate (Rs.) | Amount (Rs.) | Note
8808 | Slip Coupling / Socket 28.58 mm outer dia SS pipe | each | 1 | 89
Calculated W - SUM of the Amount column above
W as printed in the DAR |  |  |  |  | 89
Difference (calculated - printed)
SAY (Rs.) - final DAR rate as printed (fixed value, not computed) |  |  |  |  | 119.1
18.89 | Providing and fixing required Stainless Steel Fitting of press fit design of grade AISI 304 conforming to JWWA G116 standard with V-profile or M-profile and with O-ring sealing gasket of EPDM material of required dia as per direction of Engineer-in-charge. Slip Coupling/ Socket
18.89.4 | For 34.00 mm outer dia pipe
Details of cost for 1 no ¦ Source: CivilDAR_2019_Vol_2.pdf, page 705
Code | Description | Unit | Quantity | Rate (Rs.) | Amount (Rs.) | Note
8809 | Slip Coupling / Socket 34.00 mm outer dia SS pipe | each | 1 | 131
Calculated W - SUM of the Amount column above
W as printed in the DAR |  |  |  |  | 131
Difference (calculated - printed)
SAY (Rs.) - final DAR rate as printed (fixed value, not computed) |  |  |  |  | 175.25
18.89 | Providing and fixing required Stainless Steel Fitting of press fit design of grade AISI 304 conforming to JWWA G116 standard with V-profile or M-profile and with O-ring sealing gasket of EPDM material of required dia as per direction of Engineer-in-charge. Slip Coupling/ Socket
18.89.5 | For 42.70 mm outer dia pipe
Details of cost for 1 no ¦ Source: CivilDAR_2019_Vol_2.pdf, page 705
Code | Description | Unit | Quantity | Rate (Rs.) | Amount (Rs.) | Note
8810 | Slip Coupling / Socket 42.70 mm outer dia SS pipe | each | 1 | 158
Calculated W - SUM of the Amount column above
W as printed in the DAR |  |  |  |  | 158
Difference (calculated - printed)
SAY (Rs.) - final DAR rate as printed (fixed value, not computed) |  |  |  |  | 211.4
18.89 | Providing and fixing required Stainless Steel Fitting of press fit design of grade AISI 304 conforming to JWWA G116 standard with V-profile or M-profile and with O-ring sealing gasket of EPDM material of required dia as per direction of Engineer-in-charge. Slip Coupling/ Socket
18.89.6 | For 48.60 mm outer dia pipe
Details of cost for 1 no ¦ Source: CivilDAR_2019_Vol_2.pdf, page 705
Code | Description | Unit | Quantity | Rate (Rs.) | Amount (Rs.) | Note
8811 | Slip Coupling / Socket 48.60 mm outer dia SS pipe | each | 1 | 170
Calculated W - SUM of the Amount column above
W as printed in the DAR |  |  |  |  | 170
Difference (calculated - printed)
SAY (Rs.) - final DAR rate as printed (fixed value, not computed) |  |  |  |  | 227.45
18.90 | Providing and fixing required Stainless Steel Fitting of press fit design of grade AISI 304 conforming to JWWA G116 standard with V-profile or M-profile and with O-ring sealing gasket of EPDM material of required dia as per direction of Engineer-in-charge. Elbow 90°
18.90.1 | For 15.88mm outer dia pipe
Details of cost for 1 no ¦ Source: CivilDAR_2019_Vol_2.pdf, page 706
Code | Description | Unit | Quantity | Rate (Rs.) | Amount (Rs.) | Note
8812 | Elbow 90° for 15.88 mm outer dia SS pipe | each | 1 | 58
Calculated W - SUM of the Amount column above
W as printed in the DAR |  |  |  |  | 58
Difference (calculated - printed)
SAY (Rs.) - final DAR rate as printed (fixed value, not computed) |  |  |  |  | 77.6
18.90 | Providing and fixing required Stainless Steel Fitting of press fit design of grade AISI 304 conforming to JWWA G116 standard with V-profile or M-profile and with O-ring sealing gasket of EPDM material of required dia as per direction of Engineer-in-charge. Elbow 90°
18.90.2 | For 22.22 mm outer dia pipe
Details of cost for 1 no ¦ Source: CivilDAR_2019_Vol_2.pdf, page 706
Code | Description | Unit | Quantity | Rate (Rs.) | Amount (Rs.) | Note
8813 | Elbow 90° for 22.22 mm outer dia SS pipe | each | 1 | 63
Calculated W - SUM of the Amount column above
W as printed in the DAR |  |  |  |  | 63
Difference (calculated - printed)
SAY (Rs.) - final DAR rate as printed (fixed value, not computed) |  |  |  |  | 84.3
18.90 | Providing and fixing required Stainless Steel Fitting of press fit design of grade AISI 304 conforming to JWWA G116 standard with V-profile or M-profile and with O-ring sealing gasket of EPDM material of required dia as per direction of Engineer-in-charge. Elbow 90°
18.90.3 | For 28.58 mm outer dia pipe
Details of cost for 1 no ¦ Source: CivilDAR_2019_Vol_2.pdf, page 706
Code | Description | Unit | Quantity | Rate (Rs.) | Amount (Rs.) | Note
8814 | Elbow 90° for 28.58 mm outer dia SS pipe | each | 1 | 96
Calculated W - SUM of the Amount column above
W as printed in the DAR |  |  |  |  | 96
Difference (calculated - printed)
SAY (Rs.) - final DAR rate as printed (fixed value, not computed) |  |  |  |  | 128.45
18.90 | Providing and fixing required Stainless Steel Fitting of press fit design of grade AISI 304 conforming to JWWA G116 standard with V-profile or M-profile and with O-ring sealing gasket of EPDM material of required dia as per direction of Engineer-in-charge. Elbow 90°
18.90.4 | For 34.00 mm outer dia pipe
Details of cost for 1 no ¦ Source: CivilDAR_2019_Vol_2.pdf, page 707
Code | Description | Unit | Quantity | Rate (Rs.) | Amount (Rs.) | Note
8815 | Elbow 90° for 34.00 mm outer dia SS pipe | each | 1 | 109
Calculated W - SUM of the Amount column above
W as printed in the DAR |  |  |  |  | 109
Difference (calculated - printed)
SAY (Rs.) - final DAR rate as printed (fixed value, not computed) |  |  |  |  | 145.85
18.90 | Providing and fixing required Stainless Steel Fitting of press fit design of grade AISI 304 conforming to JWWA G116 standard with V-profile or M-profile and with O-ring sealing gasket of EPDM material of required dia as per direction of Engineer-in-charge. Elbow 90°
18.90.5 | For 42.70 mm outer dia pipe
Details of cost for 1 no ¦ Source: CivilDAR_2019_Vol_2.pdf, page 707
Code | Description | Unit | Quantity | Rate (Rs.) | Amount (Rs.) | Note
8816 | Elbow 90° for 42.70 mm outer dia SS pipe | each | 1 | 116
Calculated W - SUM of the Amount column above
W as printed in the DAR |  |  |  |  | 116
Difference (calculated - printed)
SAY (Rs.) - final DAR rate as printed (fixed value, not computed) |  |  |  |  | 155.2
18.90 | Providing and fixing required Stainless Steel Fitting of press fit design of grade AISI 304 conforming to JWWA G116 standard with V-profile or M-profile and with O-ring sealing gasket of EPDM material of required dia as per direction of Engineer-in-charge. Elbow 90°
18.90.6 | For 48.60 mm outer dia pipe
Details of cost for 1 no ¦ Source: CivilDAR_2019_Vol_2.pdf, page 707
Code | Description | Unit | Quantity | Rate (Rs.) | Amount (Rs.) | Note
8817 | Elbow 90° for 48.60 mm outer dia SS pipe | each | 1 | 150
Calculated W - SUM of the Amount column above
W as printed in the DAR |  |  |  |  | 150
Difference (calculated - printed)
SAY (Rs.) - final DAR rate as printed (fixed value, not computed) |  |  |  |  | 200.7
18.91 | Providing and fixing required Stainless Steel Fitting of press fit design of grade AISI 304 conforming to JWWA G116 standard with V-profile or M-profile and with O-ring sealing gasket of EPDM material of required dia as per direction of Engineer-in-charge. Reducing Elbow 90°
18.91.1 | For22.22 mm x 15.88 mm outer dia pipe
Details of cost for 1 no ¦ Source: CivilDAR_2019_Vol_2.pdf, page 708
Code | Description | Unit | Quantity | Rate (Rs.) | Amount (Rs.) | Note
8818 | Reducing Elbow 90° for 22.22 mm X 15.88 mm outer dia SS pipe | each | 1 | 148
Calculated W - SUM of the Amount column above
W as printed in the DAR |  |  |  |  | 148
Difference (calculated - printed)
SAY (Rs.) - final DAR rate as printed (fixed value, not computed) |  |  |  |  | 198
18.91 | Providing and fixing required Stainless Steel Fitting of press fit design of grade AISI 304 conforming to JWWA G116 standard with V-profile or M-profile and with O-ring sealing gasket of EPDM material of required dia as per direction of Engineer-in-charge. Reducing Elbow 90°
18.91.2 | For 28.58 mm x 15.88 mm outer dia pipe
Details of cost for 1 no ¦ Source: CivilDAR_2019_Vol_2.pdf, page 708
Code | Description | Unit | Quantity | Rate (Rs.) | Amount (Rs.) | Note
8819 | Reducing Elbow 90° for 28.58 mm X 15.88 mm outer dia SS pipe | each | 1 | 191
Calculated W - SUM of the Amount column above
W as printed in the DAR |  |  |  |  | 191
Difference (calculated - printed)
SAY (Rs.) - final DAR rate as printed (fixed value, not computed) |  |  |  |  | 255.55
18.91 | Providing and fixing required Stainless Steel Fitting of press fit design of grade AISI 304 conforming to JWWA G116 standard with V-profile or M-profile and with O-ring sealing gasket of EPDM material of required dia as per direction of Engineer-in-charge. Reducing Elbow 90°
18.91.3 | For 28.58 mm x 22.22 mm outer dia pipe
Details of cost for 1 no ¦ Source: CivilDAR_2019_Vol_2.pdf, page 708
Code | Description | Unit | Quantity | Rate (Rs.) | Amount (Rs.) | Note
8820 | Reducing Elbow 90° for 28.58 mm X 22.22 mm outer dia SS pipe | each | 1 | 221
Calculated W - SUM of the Amount column above
W as printed in the DAR |  |  |  |  | 221
Difference (calculated - printed)
SAY (Rs.) - final DAR rate as printed (fixed value, not computed) |  |  |  |  | 295.7
18.91 | Providing and fixing required Stainless Steel Fitting of press fit design of grade AISI 304 conforming to JWWA G116 standard with V-profile or M-profile and with O-ring sealing gasket of EPDM material of required dia as per direction of Engineer-in-charge. Reducing Elbow 90°
18.91.4 | For 34.00 mm x 22.22 mm outer dia pipe
Details of cost for 1 no ¦ Source: CivilDAR_2019_Vol_2.pdf, page 709
Code | Description | Unit | Quantity | Rate (Rs.) | Amount (Rs.) | Note
8821 | Reducing Elbow 90° for 34.00 mm X 22.22 mm outer dia SS pipe | each | 1 | 287
Calculated W - SUM of the Amount column above
W as printed in the DAR |  |  |  |  | 287
Difference (calculated - printed)
SAY (Rs.) - final DAR rate as printed (fixed value, not computed) |  |  |  |  | 384
18.91 | Providing and fixing required Stainless Steel Fitting of press fit design of grade AISI 304 conforming to JWWA G116 standard with V-profile or M-profile and with O-ring sealing gasket of EPDM material of required dia as per direction of Engineer-in-charge. Reducing Elbow 90°
18.91.5 | For 34.00 mm x 28.58 mm outer dia pipe
Details of cost for 1 no ¦ Source: CivilDAR_2019_Vol_2.pdf, page 709
Code | Description | Unit | Quantity | Rate (Rs.) | Amount (Rs.) | Note
8822 | Reducing Elbow 90° for 34.00 mm X 28.58 mm outer dia SS pipe | each | 1 | 345
Calculated W - SUM of the Amount column above
W as printed in the DAR |  |  |  |  | 345
Difference (calculated - printed)
SAY (Rs.) - final DAR rate as printed (fixed value, not computed) |  |  |  |  | 461.6
18.91 | Providing and fixing required Stainless Steel Fitting of press fit design of grade AISI 304 conforming to JWWA G116 standard with V-profile or M-profile and with O-ring sealing gasket of EPDM material of required dia as per direction of Engineer-in-charge. Reducing Elbow 90°
18.91.6 | For 42.70 mm x 34.00 mm outer dia pipe
Details of cost for 1 no ¦ Source: CivilDAR_2019_Vol_2.pdf, page 709
Code | Description | Unit | Quantity | Rate (Rs.) | Amount (Rs.) | Note
8823 | Reducing Elbow 90° for 42.70 mm X 34.00 mm outer dia SS pipe | each | 1 | 179
Calculated W - SUM of the Amount column above
W as printed in the DAR |  |  |  |  | 179
Difference (calculated - printed)
SAY (Rs.) - final DAR rate as printed (fixed value, not computed) |  |  |  |  | 239.5
18.92 | Providing and fixing required Stainless Steel Fitting of press fit design of grade AISI 304 conforming to JWWA G116 standard with V-profile or M-profile and with O-ring sealing gasket of EPDM material of required dia as per direction of Engineer-in-charge. Equal Tee
18.92.1 | For 15.88 mm outer dia pipe
Details of cost for 1 no ¦ Source: CivilDAR_2019_Vol_2.pdf, page 710
Code | Description | Unit | Quantity | Rate (Rs.) | Amount (Rs.) | Note
8824 | Equal Tee for 15.88 mm outer dia SS pipe | each | 1 | 159
Calculated W - SUM of the Amount column above
W as printed in the DAR |  |  |  |  | 159
Difference (calculated - printed)
SAY (Rs.) - final DAR rate as printed (fixed value, not computed) |  |  |  |  | 212.75
18.92 | Providing and fixing required Stainless Steel Fitting of press fit design of grade AISI 304 conforming to JWWA G116 standard with V-profile or M-profile and with O-ring sealing gasket of EPDM material of required dia as per direction of Engineer-in-charge. Equal Tee
18.92.2 | For 22.22 mm outer dia pipe
Details of cost for 1 no ¦ Source: CivilDAR_2019_Vol_2.pdf, page 710
Code | Description | Unit | Quantity | Rate (Rs.) | Amount (Rs.) | Note
8825 | Equal Tee for 22.22 mm outer dia SS pipe | each | 1 | 231
Calculated W - SUM of the Amount column above
W as printed in the DAR |  |  |  |  | 231
Difference (calculated - printed)
SAY (Rs.) - final DAR rate as printed (fixed value, not computed) |  |  |  |  | 309.05
18.92 | Providing and fixing required Stainless Steel Fitting of press fit design of grade AISI 304 conforming to JWWA G116 standard with V-profile or M-profile and with O-ring sealing gasket of EPDM material of required dia as per direction of Engineer-in-charge. Equal Tee
18.92.3 | For 28.58 mm outer dia pipe
Details of cost for 1 no ¦ Source: CivilDAR_2019_Vol_2.pdf, page 710
Code | Description | Unit | Quantity | Rate (Rs.) | Amount (Rs.) | Note
8826 | Equal Tee for 28.58 mm outer dia SS pipe | each | 1 | 273
Calculated W - SUM of the Amount column above
W as printed in the DAR |  |  |  |  | 273
Difference (calculated - printed)
SAY (Rs.) - final DAR rate as printed (fixed value, not computed) |  |  |  |  | 365.25
18.92 | Providing and fixing required Stainless Steel Fitting of press fit design of grade AISI 304 conforming to JWWA G116 standard with V-profile or M-profile and with O-ring sealing gasket of EPDM material of required dia as per direction of Engineer-in-charge. Equal Tee
18.92.4 | For 34.00 mm outer dia pipe
Details of cost for 1 no ¦ Source: CivilDAR_2019_Vol_2.pdf, page 711
Code | Description | Unit | Quantity | Rate (Rs.) | Amount (Rs.) | Note
8827 | Equal Tee for 34.00 mm outer dia SS pipe | each | 1 | 437
Calculated W - SUM of the Amount column above
W as printed in the DAR |  |  |  |  | 437
Difference (calculated - printed)
SAY (Rs.) - final DAR rate as printed (fixed value, not computed) |  |  |  |  | 584.7
18.92 | Providing and fixing required Stainless Steel Fitting of press fit design of grade AISI 304 conforming to JWWA G116 standard with V-profile or M-profile and with O-ring sealing gasket of EPDM material of required dia as per direction of Engineer-in-charge. Equal Tee
18.92.5 | For 42.70 mm outer dia pipe
Details of cost for 1 no ¦ Source: CivilDAR_2019_Vol_2.pdf, page 711
Code | Description | Unit | Quantity | Rate (Rs.) | Amount (Rs.) | Note
8828 | Equal Tee for 42.70 mm outer dia SS pipe | each | 1 | 683
Calculated W - SUM of the Amount column above
W as printed in the DAR |  |  |  |  | 683
Difference (calculated - printed)
SAY (Rs.) - final DAR rate as printed (fixed value, not computed) |  |  |  |  | 913.8
18.92 | Providing and fixing required Stainless Steel Fitting of press fit design of grade AISI 304 conforming to JWWA G116 standard with V-profile or M-profile and with O-ring sealing gasket of EPDM material of required dia as per direction of Engineer-in-charge. Equal Tee
18.92.6 | For 48.60 mm outer dia pipe
Details of cost for 1 no ¦ Source: CivilDAR_2019_Vol_2.pdf, page 711
Code | Description | Unit | Quantity | Rate (Rs.) | Amount (Rs.) | Note
8829 | Equal Tee for 48.60 mm outer dia SS pipe | each | 1 | 887
Calculated W - SUM of the Amount column above
W as printed in the DAR |  |  |  |  | 887
Difference (calculated - printed)
SAY (Rs.) - final DAR rate as printed (fixed value, not computed) |  |  |  |  | 1186.75
18.93 | Providing and fixing required Stainless Steel Fitting of press fit design of grade AISI 304 conforming to JWWA G116 standard with V-profile or M-profile and with O-ring sealing gasket of EPDM material of required dia as per direction of Engineer-in-charge. Reducing Tee
18.93.1 | For 22.22 mm x 15.88 mm outer dia pipe
Details of cost for 1 no ¦ Source: CivilDAR_2019_Vol_2.pdf, page 712
Code | Description | Unit | Quantity | Rate (Rs.) | Amount (Rs.) | Note
8830 | Reducing Tee for 22.22 mm X 15.88 mm outer dia SS | each | 1 | 179
Calculated W - SUM of the Amount column above
W as printed in the DAR |  |  |  |  | 179
Difference (calculated - printed)
SAY (Rs.) - final DAR rate as printed (fixed value, not computed) |  |  |  |  | 239.5
18.93 | Providing and fixing required Stainless Steel Fitting of press fit design of grade AISI 304 conforming to JWWA G116 standard with V-profile or M-profile and with O-ring sealing gasket of EPDM material of required dia as per direction of Engineer-in-charge. Reducing Tee
18.93.2 | For 28.58 mm x 15.88 mm outer dia pipe
Details of cost for 1 no ¦ Source: CivilDAR_2019_Vol_2.pdf, page 712
Code | Description | Unit | Quantity | Rate (Rs.) | Amount (Rs.) | Note
8831 | Reducing Tee for 28.58 mm X 15.88 mm outer dia SS pipe | each | 1 | 273
Calculated W - SUM of the Amount column above
W as printed in the DAR |  |  |  |  | 273
Difference (calculated - printed)
SAY (Rs.) - final DAR rate as printed (fixed value, not computed) |  |  |  |  | 365.25
18.93 | Providing and fixing required Stainless Steel Fitting of press fit design of grade AISI 304 conforming to JWWA G116 standard with V-profile or M-profile and with O-ring sealing gasket of EPDM material of required dia as per direction of Engineer-in-charge. Reducing Tee
18.93.3 | For 28.58 mm x 22.22 mm outer dia pipe
Details of cost for 1 no ¦ Source: CivilDAR_2019_Vol_2.pdf, page 712
Code | Description | Unit | Quantity | Rate (Rs.) | Amount (Rs.) | Note
8832 | Reducing Tee for 28.58 mm X 22.22 mm outer dia SS pipe | each | 1 | 273
Calculated W - SUM of the Amount column above
W as printed in the DAR |  |  |  |  | 273
Difference (calculated - printed)
SAY (Rs.) - final DAR rate as printed (fixed value, not computed) |  |  |  |  | 365.25
18.93 | Providing and fixing required Stainless Steel Fitting of press fit design of grade AISI 304 conforming to JWWA G116 standard with V-profile or M-profile and with O-ring sealing gasket of EPDM material of required dia as per direction of Engineer-in-charge. Reducing Tee
18.93.4 | For 34.00 mm x 15.88 mm outer dia pipe
Details of cost for 1 no ¦ Source: CivilDAR_2019_Vol_2.pdf, page 713
Code | Description | Unit | Quantity | Rate (Rs.) | Amount (Rs.) | Note
8833 | Reducing Tee for 34.00 mm X 15.88 mm outer dia SS pipe | each | 1 | 437
Calculated W - SUM of the Amount column above
W as printed in the DAR |  |  |  |  | 437
Difference (calculated - printed)
SAY (Rs.) - final DAR rate as printed (fixed value, not computed) |  |  |  |  | 584.7
18.93 | Providing and fixing required Stainless Steel Fitting of press fit design of grade AISI 304 conforming to JWWA G116 standard with V-profile or M-profile and with O-ring sealing gasket of EPDM material of required dia as per direction of Engineer-in-charge. Reducing Tee
18.93.5 | For 34.00 mm x 22.22 mm outer dia pipe
Details of cost for 1 no ¦ Source: CivilDAR_2019_Vol_2.pdf, page 713
Code | Description | Unit | Quantity | Rate (Rs.) | Amount (Rs.) | Note
8834 | Reducing Tee for 34.00 mm X 22.22 mm outer dia SS pipe | each | 1 | 437
Calculated W - SUM of the Amount column above
W as printed in the DAR |  |  |  |  | 437
Difference (calculated - printed)
SAY (Rs.) - final DAR rate as printed (fixed value, not computed) |  |  |  |  | 584.7
18.93 | Providing and fixing required Stainless Steel Fitting of press fit design of grade AISI 304 conforming to JWWA G116 standard with V-profile or M-profile and with O-ring sealing gasket of EPDM material of required dia as per direction of Engineer-in-charge. Reducing Tee
18.93.6 | For 34.00 mm x 28.58 mm outer dia pipe
Details of cost for 1 no ¦ Source: CivilDAR_2019_Vol_2.pdf, page 713
Code | Description | Unit | Quantity | Rate (Rs.) | Amount (Rs.) | Note
8835 | Reducing Tee for 34.00 mm X 28.58 mm outer dia SS pipe | each | 1 | 437
Calculated W - SUM of the Amount column above
W as printed in the DAR |  |  |  |  | 437
Difference (calculated - printed)
SAY (Rs.) - final DAR rate as printed (fixed value, not computed) |  |  |  |  | 584.7
18.93 | Providing and fixing required Stainless Steel Fitting of press fit design of grade AISI 304 conforming to JWWA G116 standard with V-profile or M-profile and with O-ring sealing gasket of EPDM material of required dia as per direction of Engineer-in-charge. Reducing Tee
18.93.7 | For 42.70 mm x 15.88 mm outer dia pipe
Details of cost for 1 no ¦ Source: CivilDAR_2019_Vol_2.pdf, page 714
Code | Description | Unit | Quantity | Rate (Rs.) | Amount (Rs.) | Note
8836 | Reducing Tee for 42.70 mm X 15.88 mm outer dia SS pipe | each | 1 | 683
Calculated W - SUM of the Amount column above
W as printed in the DAR |  |  |  |  | 683
Difference (calculated - printed)
SAY (Rs.) - final DAR rate as printed (fixed value, not computed) |  |  |  |  | 913.8
18.93 | Providing and fixing required Stainless Steel Fitting of press fit design of grade AISI 304 conforming to JWWA G116 standard with V-profile or M-profile and with O-ring sealing gasket of EPDM material of required dia as per direction of Engineer-in-charge. Reducing Tee
18.93.8 | For 42.70 mm x 22.22 mm outer dia pipe
Details of cost for 1 no ¦ Source: CivilDAR_2019_Vol_2.pdf, page 714
Code | Description | Unit | Quantity | Rate (Rs.) | Amount (Rs.) | Note
8837 | Reducing Tee for 42.70 mm X 22.22 mm outer dia SS pipe | each | 1 | 683
Calculated W - SUM of the Amount column above
W as printed in the DAR |  |  |  |  | 683
Difference (calculated - printed)
SAY (Rs.) - final DAR rate as printed (fixed value, not computed) |  |  |  |  | 913.8
18.93 | Providing and fixing required Stainless Steel Fitting of press fit design of grade AISI 304 conforming to JWWA G116 standard with V-profile or M-profile and with O-ring sealing gasket of EPDM material of required dia as per direction of Engineer-in-charge. Reducing Tee
18.93.9 | For 42.70 mm x 28.58 mm outer dia pipe
Details of cost for 1 no ¦ Source: CivilDAR_2019_Vol_2.pdf, page 714
Code | Description | Unit | Quantity | Rate (Rs.) | Amount (Rs.) | Note
8838 | Reducing Tee for 42.70 mm X 28.58 mm outer dia SS pipe | each | 1 | 683
Calculated W - SUM of the Amount column above
W as printed in the DAR |  |  |  |  | 683
Difference (calculated - printed)
SAY (Rs.) - final DAR rate as printed (fixed value, not computed) |  |  |  |  | 913.8
18.93 | Providing and fixing required Stainless Steel Fitting of press fit design of grade AISI 304 conforming to JWWA G116 standard with V-profile or M-profile and with O-ring sealing gasket of EPDM material of required dia as per direction of Engineer-in-charge. Reducing Tee
18.93.10 | For 42.70 mm x 34.00 mm outer dia pipe
Details of cost for 1 no ¦ Source: CivilDAR_2019_Vol_2.pdf, page 715
Code | Description | Unit | Quantity | Rate (Rs.) | Amount (Rs.) | Note
8839 | Reducing Tee for 42.70 mm X 34.00 mm outer dia SS pipe | each | 1 | 683
Calculated W - SUM of the Amount column above
W as printed in the DAR |  |  |  |  | 683
Difference (calculated - printed)
SAY (Rs.) - final DAR rate as printed (fixed value, not computed) |  |  |  |  | 913.8
18.93 | Providing and fixing required Stainless Steel Fitting of press fit design of grade AISI 304 conforming to JWWA G116 standard with V-profile or M-profile and with O-ring sealing gasket of EPDM material of required dia as per direction of Engineer-in-charge. Reducing Tee
18.93.11 | For 48.60 mm x 15.88 mm outer dia pipe
Details of cost for 1 no ¦ Source: CivilDAR_2019_Vol_2.pdf, page 715
Code | Description | Unit | Quantity | Rate (Rs.) | Amount (Rs.) | Note
8840 | Reducing Tee for 48.60 mm X 15.88 mm outer dia SS pipe | each | 1 | 887
Calculated W - SUM of the Amount column above
W as printed in the DAR |  |  |  |  | 887
Difference (calculated - printed)
SAY (Rs.) - final DAR rate as printed (fixed value, not computed) |  |  |  |  | 1186.75
18.93 | Providing and fixing required Stainless Steel Fitting of press fit design of grade AISI 304 conforming to JWWA G116 standard with V-profile or M-profile and with O-ring sealing gasket of EPDM material of required dia as per direction of Engineer-in-charge. Reducing Tee
18.93.12 | For 48.60 mm x 22.22 mm outer dia pipe
Details of cost for 1 no ¦ Source: CivilDAR_2019_Vol_2.pdf, page 715
Code | Description | Unit | Quantity | Rate (Rs.) | Amount (Rs.) | Note
8841 | Reducing Tee for 48.60 mm X 22.22 mm outer dia SS pipe | each | 1 | 887
Calculated W - SUM of the Amount column above
W as printed in the DAR |  |  |  |  | 887
Difference (calculated - printed)
SAY (Rs.) - final DAR rate as printed (fixed value, not computed) |  |  |  |  | 1186.75
18.93 | Providing and fixing required Stainless Steel Fitting of press fit design of grade AISI 304 conforming to JWWA G116 standard with V-profile or M-profile and with O-ring sealing gasket of EPDM material of required dia as per direction of Engineer-in-charge. Reducing Tee
18.93.13 | For 48.60 mm x 28.58 mm outer dia pipe
Details of cost for 1 no ¦ Source: CivilDAR_2019_Vol_2.pdf, page 716
Code | Description | Unit | Quantity | Rate (Rs.) | Amount (Rs.) | Note
8842 | Reducing Tee for 48.60 mm X 28.58 mm outer dia SS pipe | each | 1 | 887
Calculated W - SUM of the Amount column above
W as printed in the DAR |  |  |  |  | 887
Difference (calculated - printed)
SAY (Rs.) - final DAR rate as printed (fixed value, not computed) |  |  |  |  | 1186.75
18.93 | Providing and fixing required Stainless Steel Fitting of press fit design of grade AISI 304 conforming to JWWA G116 standard with V-profile or M-profile and with O-ring sealing gasket of EPDM material of required dia as per direction of Engineer-in-charge. Reducing Tee
18.93.14 | For 48.60 mm x 34.00 mm outer dia pipe
Details of cost for 1 no ¦ Source: CivilDAR_2019_Vol_2.pdf, page 716
Code | Description | Unit | Quantity | Rate (Rs.) | Amount (Rs.) | Note
8843 | Reducing Tee for 48.60mm X 34.00 mm outer dia SS pipe | each | 1 | 887
Calculated W - SUM of the Amount column above
W as printed in the DAR |  |  |  |  | 887
Difference (calculated - printed)
SAY (Rs.) - final DAR rate as printed (fixed value, not computed) |  |  |  |  | 1186.75
18.93 | Providing and fixing required Stainless Steel Fitting of press fit design of grade AISI 304 conforming to JWWA G116 standard with V-profile or M-profile and with O-ring sealing gasket of EPDM material of required dia as per direction of Engineer-in-charge. Reducing Tee
18.93.15 | For 48.60 mm x 42.70 mm outer dia pipe
Details of cost for 1 no ¦ Source: CivilDAR_2019_Vol_2.pdf, page 716
Code | Description | Unit | Quantity | Rate (Rs.) | Amount (Rs.) | Note
8844 | Reducing Tee for 48.60mm X 42.70mm outer dia SS pipe | each | 1 | 887
Calculated W - SUM of the Amount column above
W as printed in the DAR |  |  |  |  | 887
Difference (calculated - printed)
SAY (Rs.) - final DAR rate as printed (fixed value, not computed) |  |  |  |  | 1186.75
18.94 | Providing and fixing required Stainless Steel Fitting of press fit design of grade AISI 304 conforming to JWWA G116 standard with V-profile or M-profile and with O-ring sealing gasket of EPDM material of required dia as per direction of Engineer-in-charge. Male Thread Tee
18.94.1 | For 15.88 mm outer dia x 15 mm nominal dia threaded
Details of cost for 1 no ¦ Source: CivilDAR_2019_Vol_2.pdf, page 717
Code | Description | Unit | Quantity | Rate (Rs.) | Amount (Rs.) | Note
8845 | Stainless steel Male thread Tee for 15.88 mm outer dia X 15 mm nominal dia threaded | each | 1 | 179
Calculated W - SUM of the Amount column above
W as printed in the DAR |  |  |  |  | 179
Difference (calculated - printed)
SAY (Rs.) - final DAR rate as printed (fixed value, not computed) |  |  |  |  | 239.5
18.94 | Providing and fixing required Stainless Steel Fitting of press fit design of grade AISI 304 conforming to JWWA G116 standard with V-profile or M-profile and with O-ring sealing gasket of EPDM material of required dia as per direction of Engineer-in-charge. Male Thread Tee
18.94.2 | For 22.22 mm outer dia x 15 mm nominal dia threaded
Details of cost for 1 no ¦ Source: CivilDAR_2019_Vol_2.pdf, page 717
Code | Description | Unit | Quantity | Rate (Rs.) | Amount (Rs.) | Note
8846 | Stainless steel Male thread Tee for 22.22 mm outer dia X 15 mm nominal dia threaded | each | 1 | 200
Calculated W - SUM of the Amount column above
W as printed in the DAR |  |  |  |  | 200
Difference (calculated - printed)
SAY (Rs.) - final DAR rate as printed (fixed value, not computed) |  |  |  |  | 267.6
18.94 | Providing and fixing required Stainless Steel Fitting of press fit design of grade AISI 304 conforming to JWWA G116 standard with V-profile or M-profile and with O-ring sealing gasket of EPDM material of required dia as per direction of Engineer-in-charge. Male Thread Tee
18.94.3 | For 22.22 mm outer dia x 20 mm nominal dia threaded
Details of cost for 1 no ¦ Source: CivilDAR_2019_Vol_2.pdf, page 718
Code | Description | Unit | Quantity | Rate (Rs.) | Amount (Rs.) | Note
8847 | Stainless steel Male thread Tee for 22.22 mm outer dia X 20 mm nominal dia threaded | each | 1 | 205
Calculated W - SUM of the Amount column above
W as printed in the DAR |  |  |  |  | 205
Difference (calculated - printed)
SAY (Rs.) - final DAR rate as printed (fixed value, not computed) |  |  |  |  | 274.3
18.94 | Providing and fixing required Stainless Steel Fitting of press fit design of grade AISI 304 conforming to JWWA G116 standard with V-profile or M-profile and with O-ring sealing gasket of EPDM material of required dia as per direction of Engineer-in-charge. Male Thread Tee
18.94.4 | For 28.58 mm outer dia x 15 mm nominal dia threaded
Details of cost for 1 no ¦ Source: CivilDAR_2019_Vol_2.pdf, page 718
Code | Description | Unit | Quantity | Rate (Rs.) | Amount (Rs.) | Note
8848 | Stainless steel Male thread Tee for 28.58 mm outer dia X 15 mm nominal dia threaded | each | 1 | 273
Calculated W - SUM of the Amount column above
W as printed in the DAR |  |  |  |  | 273
Difference (calculated - printed)
SAY (Rs.) - final DAR rate as printed (fixed value, not computed) |  |  |  |  | 365.25
18.94 | Providing and fixing required Stainless Steel Fitting of press fit design of grade AISI 304 conforming to JWWA G116 standard with V-profile or M-profile and with O-ring sealing gasket of EPDM material of required dia as per direction of Engineer-in-charge. Male Thread Tee
18.94.5 | For 28.58 mm outer dia x 20 mm nominal dia threaded
Details of cost for 1 no ¦ Source: CivilDAR_2019_Vol_2.pdf, page 718
Code | Description | Unit | Quantity | Rate (Rs.) | Amount (Rs.) | Note
8849 | Stainless steel Male thread Tee for 28.58 mm outer dia X 20 mm nominal dia threaded | each | 1 | 273
Calculated W - SUM of the Amount column above
W as printed in the DAR |  |  |  |  | 273
Difference (calculated - printed)
SAY (Rs.) - final DAR rate as printed (fixed value, not computed) |  |  |  |  | 365.25
18.94 | Providing and fixing required Stainless Steel Fitting of press fit design of grade AISI 304 conforming to JWWA G116 standard with V-profile or M-profile and with O-ring sealing gasket of EPDM material of required dia as per direction of Engineer-in-charge. Male Thread Tee
18.94.6 | For 28.58 mm outer dia x 25 mm nominal dia threaded
Details of cost for 1 no ¦ Source: CivilDAR_2019_Vol_2.pdf, page 719
Code | Description | Unit | Quantity | Rate (Rs.) | Amount (Rs.) | Note
8850 | Stainless steel Male thread Tee for 28.58 mm outer dia X 20 mm nominal dia threaded | each | 1 | 273
Calculated W - SUM of the Amount column above
W as printed in the DAR |  |  |  |  | 273
Difference (calculated - printed)
SAY (Rs.) - final DAR rate as printed (fixed value, not computed) |  |  |  |  | 365.25
18.94 | Providing and fixing required Stainless Steel Fitting of press fit design of grade AISI 304 conforming to JWWA G116 standard with V-profile or M-profile and with O-ring sealing gasket of EPDM material of required dia as per direction of Engineer-in-charge. Male Thread Tee
18.94.7 | For 34.00 mm outer dia x 15 mm nominal dia threaded
Details of cost for 1 no ¦ Source: CivilDAR_2019_Vol_2.pdf, page 719
Code | Description | Unit | Quantity | Rate (Rs.) | Amount (Rs.) | Note
8851 | Stainless steel Male thread Tee for 34.00 mm outer dia X 15 mm nominal dia threaded | each | 1 | 437
Calculated W - SUM of the Amount column above
W as printed in the DAR |  |  |  |  | 437
Difference (calculated - printed)
SAY (Rs.) - final DAR rate as printed (fixed value, not computed) |  |  |  |  | 584.7
18.94 | Providing and fixing required Stainless Steel Fitting of press fit design of grade AISI 304 conforming to JWWA G116 standard with V-profile or M-profile and with O-ring sealing gasket of EPDM material of required dia as per direction of Engineer-in-charge. Male Thread Tee
18.94.8 | For 34.00 mm outer dia x 20 mm nominal dia threaded
Details of cost for 1 no ¦ Source: CivilDAR_2019_Vol_2.pdf, page 719
Code | Description | Unit | Quantity | Rate (Rs.) | Amount (Rs.) | Note
8852 | Stainless steel Male thread Tee for 34.00 mm outer dia X 20 mm nominal dia threaded | each | 1 | 437
Calculated W - SUM of the Amount column above
W as printed in the DAR |  |  |  |  | 437
Difference (calculated - printed)
SAY (Rs.) - final DAR rate as printed (fixed value, not computed) |  |  |  |  | 584.7
18.94 | Providing and fixing required Stainless Steel Fitting of press fit design of grade AISI 304 conforming to JWWA G116 standard with V-profile or M-profile and with O-ring sealing gasket of EPDM material of required dia as per direction of Engineer-in-charge. Male Thread Tee
18.94.9 | For 34.00 mm outer dia x 25 mm nominal dia threaded
Details of cost for 1 no ¦ Source: CivilDAR_2019_Vol_2.pdf, page 720
Code | Description | Unit | Quantity | Rate (Rs.) | Amount (Rs.) | Note
8853 | Stainless steel Male thread Tee for 34.00 mm outer dia X 25 mm nominal dia threaded | each | 1 | 437
Calculated W - SUM of the Amount column above
W as printed in the DAR |  |  |  |  | 437
Difference (calculated - printed)
SAY (Rs.) - final DAR rate as printed (fixed value, not computed) |  |  |  |  | 584.7
18.94 | Providing and fixing required Stainless Steel Fitting of press fit design of grade AISI 304 conforming to JWWA G116 standard with V-profile or M-profile and with O-ring sealing gasket of EPDM material of required dia as per direction of Engineer-in-charge. Male Thread Tee
18.94.10 | For 34.00 mm outer dia x 32 mm nominal dia threaded
Details of cost for 1 no ¦ Source: CivilDAR_2019_Vol_2.pdf, page 720
Code | Description | Unit | Quantity | Rate (Rs.) | Amount (Rs.) | Note
8854 | Stainless steel Male thread Tee for 34.00 mm outer dia X 32 mm nominal dia threaded | each | 1 | 437
Calculated W - SUM of the Amount column above
W as printed in the DAR |  |  |  |  | 437
Difference (calculated - printed)
SAY (Rs.) - final DAR rate as printed (fixed value, not computed) |  |  |  |  | 584.7
18.94 | Providing and fixing required Stainless Steel Fitting of press fit design of grade AISI 304 conforming to JWWA G116 standard with V-profile or M-profile and with O-ring sealing gasket of EPDM material of required dia as per direction of Engineer-in-charge. Male Thread Tee
18.94.11 | For 42.70 mm outer dia x 15 mm nominal dia threaded
Details of cost for 1 no ¦ Source: CivilDAR_2019_Vol_2.pdf, page 720
Code | Description | Unit | Quantity | Rate (Rs.) | Amount (Rs.) | Note
8855 | Stainless steel Male thread Tee for 42.70 mm outer dia X 15 mm nominal dia threaded | each | 1 | 683
Calculated W - SUM of the Amount column above
W as printed in the DAR |  |  |  |  | 683
Difference (calculated - printed)
SAY (Rs.) - final DAR rate as printed (fixed value, not computed) |  |  |  |  | 913.8
18.94 | Providing and fixing required Stainless Steel Fitting of press fit design of grade AISI 304 conforming to JWWA G116 standard with V-profile or M-profile and with O-ring sealing gasket of EPDM material of required dia as per direction of Engineer-in-charge. Male Thread Tee
18.94.12 | For 42.70 mm outer dia x 20 mm nominal dia threaded
Details of cost for 1 no ¦ Source: CivilDAR_2019_Vol_2.pdf, page 721
Code | Description | Unit | Quantity | Rate (Rs.) | Amount (Rs.) | Note
8856 | Stainless steel Male thread Tee for 42.70 mm outer dia X 20 mm nominal dia threaded | each | 1 | 683
Calculated W - SUM of the Amount column above
W as printed in the DAR |  |  |  |  | 683
Difference (calculated - printed)
SAY (Rs.) - final DAR rate as printed (fixed value, not computed) |  |  |  |  | 913.8
18.94 | Providing and fixing required Stainless Steel Fitting of press fit design of grade AISI 304 conforming to JWWA G116 standard with V-profile or M-profile and with O-ring sealing gasket of EPDM material of required dia as per direction of Engineer-in-charge. Male Thread Tee
18.94.13 | For 42.70 mm outer dia x 25 mm nominal dia threaded
Details of cost for 1 no ¦ Source: CivilDAR_2019_Vol_2.pdf, page 721
Code | Description | Unit | Quantity | Rate (Rs.) | Amount (Rs.) | Note
8857 | Stainless steel Male thread Tee for 42.70 mm outer dia X 25 mm nominal dia threaded | each | 1 | 683
Calculated W - SUM of the Amount column above
W as printed in the DAR |  |  |  |  | 683
Difference (calculated - printed)
SAY (Rs.) - final DAR rate as printed (fixed value, not computed) |  |  |  |  | 913.8
18.94 | Providing and fixing required Stainless Steel Fitting of press fit design of grade AISI 304 conforming to JWWA G116 standard with V-profile or M-profile and with O-ring sealing gasket of EPDM material of required dia as per direction of Engineer-in-charge. Male Thread Tee
18.94.14 | For 42.70 mm outer dia x 32 mm nominal dia threaded
Details of cost for 1 no ¦ Source: CivilDAR_2019_Vol_2.pdf, page 721
Code | Description | Unit | Quantity | Rate (Rs.) | Amount (Rs.) | Note
8858 | Stainless steel Male thread Tee for 42.70 mm outer dia X 32 mm nominal dia threaded | each | 1 | 683
Calculated W - SUM of the Amount column above
W as printed in the DAR |  |  |  |  | 683
Difference (calculated - printed)
SAY (Rs.) - final DAR rate as printed (fixed value, not computed) |  |  |  |  | 913.8
18.94 | Providing and fixing required Stainless Steel Fitting of press fit design of grade AISI 304 conforming to JWWA G116 standard with V-profile or M-profile and with O-ring sealing gasket of EPDM material of required dia as per direction of Engineer-in-charge. Male Thread Tee
18.94.15 | For 42.70 mm outer dia x 40 mm nominal dia threaded
Details of cost for 1 no ¦ Source: CivilDAR_2019_Vol_2.pdf, page 722
Code | Description | Unit | Quantity | Rate (Rs.) | Amount (Rs.) | Note
8859 | Stainless steel Male thread Tee for 42.70 mm outer dia X 40 mm nominal dia threaded | each | 1 | 683
Calculated W - SUM of the Amount column above
W as printed in the DAR |  |  |  |  | 683
Difference (calculated - printed)
SAY (Rs.) - final DAR rate as printed (fixed value, not computed) |  |  |  |  | 913.8
18.94 | Providing and fixing required Stainless Steel Fitting of press fit design of grade AISI 304 conforming to JWWA G116 standard with V-profile or M-profile and with O-ring sealing gasket of EPDM material of required dia as per direction of Engineer-in-charge. Male Thread Tee
18.94.16 | For 48.60 mm outer dia x 15 mm nominal dia threaded
Details of cost for 1 no ¦ Source: CivilDAR_2019_Vol_2.pdf, page 722
Code | Description | Unit | Quantity | Rate (Rs.) | Amount (Rs.) | Note
8860 | Stainless steel Male thread Tee for 48.60 mm outer dia X 15 mm nominal dia threaded | each | 1 | 887
Calculated W - SUM of the Amount column above
W as printed in the DAR |  |  |  |  | 887
Difference (calculated - printed)
SAY (Rs.) - final DAR rate as printed (fixed value, not computed) |  |  |  |  | 1186.75
18.94 | Providing and fixing required Stainless Steel Fitting of press fit design of grade AISI 304 conforming to JWWA G116 standard with V-profile or M-profile and with O-ring sealing gasket of EPDM material of required dia as per direction of Engineer-in-charge. Male Thread Tee
18.94.17 | For 48.60 mm outer dia x 20 mm nominal dia threaded
Details of cost for 1 no ¦ Source: CivilDAR_2019_Vol_2.pdf, page 722
Code | Description | Unit | Quantity | Rate (Rs.) | Amount (Rs.) | Note
8861 | Stainless steel Male thread Tee for 48.60 mm outer dia X 20 mm nominal dia threaded | each | 1 | 887
Calculated W - SUM of the Amount column above
W as printed in the DAR |  |  |  |  | 887
Difference (calculated - printed)
SAY (Rs.) - final DAR rate as printed (fixed value, not computed) |  |  |  |  | 1186.75
18.94 | Providing and fixing required Stainless Steel Fitting of press fit design of grade AISI 304 conforming to JWWA G116 standard with V-profile or M-profile and with O-ring sealing gasket of EPDM material of required dia as per direction of Engineer-in-charge. Male Thread Tee
18.94.18 | For 48.60 mm outer dia x 25 mm nominal dia threaded
Details of cost for 1 no ¦ Source: CivilDAR_2019_Vol_2.pdf, page 723
Code | Description | Unit | Quantity | Rate (Rs.) | Amount (Rs.) | Note
8862 | Stainless steel Male thread Tee for 48.60 mm outer dia X 25 mm nominal dia threaded | each | 1 | 887
Calculated W - SUM of the Amount column above
W as printed in the DAR |  |  |  |  | 887
Difference (calculated - printed)
SAY (Rs.) - final DAR rate as printed (fixed value, not computed) |  |  |  |  | 1186.75
18.94 | Providing and fixing required Stainless Steel Fitting of press fit design of grade AISI 304 conforming to JWWA G116 standard with V-profile or M-profile and with O-ring sealing gasket of EPDM material of required dia as per direction of Engineer-in-charge. Male Thread Tee
18.94.19 | For 48.60 mm outer dia x 32 mm nominal dia threaded
Details of cost for 1 no ¦ Source: CivilDAR_2019_Vol_2.pdf, page 723
Code | Description | Unit | Quantity | Rate (Rs.) | Amount (Rs.) | Note
8863 | Stainless steel Male thread Tee for 48.60 mm outer dia X 32 mm nominal dia threaded | each | 1 | 887
Calculated W - SUM of the Amount column above
W as printed in the DAR |  |  |  |  | 887
Difference (calculated - printed)
SAY (Rs.) - final DAR rate as printed (fixed value, not computed) |  |  |  |  | 1186.75
18.94 | Providing and fixing required Stainless Steel Fitting of press fit design of grade AISI 304 conforming to JWWA G116 standard with V-profile or M-profile and with O-ring sealing gasket of EPDM material of required dia as per direction of Engineer-in-charge. Male Thread Tee
18.94.20 | For 48.60 mm outer dia x 40 mm nominal dia threaded
Details of cost for 1 no ¦ Source: CivilDAR_2019_Vol_2.pdf, page 723
Code | Description | Unit | Quantity | Rate (Rs.) | Amount (Rs.) | Note
8864 | Stainless steel Male thread Tee for 48.60 mm outer dia X 40 mm nominal dia threaded | each | 1 | 887
Calculated W - SUM of the Amount column above
W as printed in the DAR |  |  |  |  | 887
Difference (calculated - printed)
SAY (Rs.) - final DAR rate as printed (fixed value, not computed) |  |  |  |  | 1186.75
18.94 | Providing and fixing required Stainless Steel Fitting of press fit design of grade AISI 304 conforming to JWWA G116 standard with V-profile or M-profile and with O-ring sealing gasket of EPDM material of required dia as per direction of Engineer-in-charge. Male Thread Tee
18.94.21 | For 48.60 mm outer dia x 50 mm nominal dia threaded
Details of cost for 1 no ¦ Source: CivilDAR_2019_Vol_2.pdf, page 724
Code | Description | Unit | Quantity | Rate (Rs.) | Amount (Rs.) | Note
8865 | Stainless steel Male thread Tee for 48.60 mm outer dia X 50 mm nominal dia threaded | each | 1 | 887
Calculated W - SUM of the Amount column above
W as printed in the DAR |  |  |  |  | 887
Difference (calculated - printed)
SAY (Rs.) - final DAR rate as printed (fixed value, not computed) |  |  |  |  | 1186.75
18.95 | Providing and fixing required Stainless Steel Fitting of press fit design of grade AISI 304 conforming to JWWA G116 standard with V-profile or M-profile and with O-ring sealing gasket of EPDM material of required dia as per direction of Engineer-in-charge. Female Thread Tee
18.95.1 | For 15.88 mm outer dia x15 mm nominal dia threaded
Details of cost for 1 no ¦ Source: CivilDAR_2019_Vol_2.pdf, page 724
Code | Description | Unit | Quantity | Rate (Rs.) | Amount (Rs.) | Note
8866 | Stainless steel Female thread Tee for 15.88 mm outer dia X 15 mm nominal dia threaded | each | 1 | 179
Calculated W - SUM of the Amount column above
W as printed in the DAR |  |  |  |  | 179
Difference (calculated - printed)
SAY (Rs.) - final DAR rate as printed (fixed value, not computed) |  |  |  |  | 239.5
18.95 | Providing and fixing required Stainless Steel Fitting of press fit design of grade AISI 304 conforming to JWWA G116 standard with V-profile or M-profile and with O-ring sealing gasket of EPDM material of required dia as per direction of Engineer-in-charge. Female Thread Tee
18.95.2 | For 22.22 mm outer dia x 15 mm nominal dia threaded
Details of cost for 1 no ¦ Source: CivilDAR_2019_Vol_2.pdf, page 725
Code | Description | Unit | Quantity | Rate (Rs.) | Amount (Rs.) | Note
8867 | Stainless steel Female thread Tee for 22.22 mm outer dia X 15 mm nominal dia threaded | each | 1 | 200
Calculated W - SUM of the Amount column above
W as printed in the DAR |  |  |  |  | 200
Difference (calculated - printed)
SAY (Rs.) - final DAR rate as printed (fixed value, not computed) |  |  |  |  | 267.6
18.95 | Providing and fixing required Stainless Steel Fitting of press fit design of grade AISI 304 conforming to JWWA G116 standard with V-profile or M-profile and with O-ring sealing gasket of EPDM material of required dia as per direction of Engineer-in-charge. Female Thread Tee
18.95.3 | For 22.22 mm outer dia x 20 mm nominal dia threaded
Details of cost for 1 no ¦ Source: CivilDAR_2019_Vol_2.pdf, page 725
Code | Description | Unit | Quantity | Rate (Rs.) | Amount (Rs.) | Note
8868 | Stainless steel Female thread Tee for 22.22 mm outer dia X 20 mm nominal dia threaded | each | 1 | 200
Calculated W - SUM of the Amount column above
W as printed in the DAR |  |  |  |  | 200
Difference (calculated - printed)
SAY (Rs.) - final DAR rate as printed (fixed value, not computed) |  |  |  |  | 267.6
18.95 | Providing and fixing required Stainless Steel Fitting of press fit design of grade AISI 304 conforming to JWWA G116 standard with V-profile or M-profile and with O-ring sealing gasket of EPDM material of required dia as per direction of Engineer-in-charge. Female Thread Tee
18.95.4 | For 28.58 mm outer dia x 15 mm nominal dia threaded
Details of cost for 1 no ¦ Source: CivilDAR_2019_Vol_2.pdf, page 725
Code | Description | Unit | Quantity | Rate (Rs.) | Amount (Rs.) | Note
8869 | Stainless steel Female thread Tee for 28.58 mm outer dia X 15 mm nominal dia threaded | each | 1 | 273
Calculated W - SUM of the Amount column above
W as printed in the DAR |  |  |  |  | 273
Difference (calculated - printed)
SAY (Rs.) - final DAR rate as printed (fixed value, not computed) |  |  |  |  | 365.25
18.95 | Providing and fixing required Stainless Steel Fitting of press fit design of grade AISI 304 conforming to JWWA G116 standard with V-profile or M-profile and with O-ring sealing gasket of EPDM material of required dia as per direction of Engineer-in-charge. Female Thread Tee
18.95.5 | For 28.58 mm outer dia x 20 mm nominal dia threaded
Details of cost for 1 no ¦ Source: CivilDAR_2019_Vol_2.pdf, page 726
Code | Description | Unit | Quantity | Rate (Rs.) | Amount (Rs.) | Note
8870 | Stainless steel Female thread Tee for 28.58 mm outer dia X 20 mm nominal dia threaded | each | 1 | 273
Calculated W - SUM of the Amount column above
W as printed in the DAR |  |  |  |  | 273
Difference (calculated - printed)
SAY (Rs.) - final DAR rate as printed (fixed value, not computed) |  |  |  |  | 365.25
18.95 | Providing and fixing required Stainless Steel Fitting of press fit design of grade AISI 304 conforming to JWWA G116 standard with V-profile or M-profile and with O-ring sealing gasket of EPDM material of required dia as per direction of Engineer-in-charge. Female Thread Tee
18.95.6 | For 28.58 mm outer dia x 25 mm nominal dia threaded
Details of cost for 1 no ¦ Source: CivilDAR_2019_Vol_2.pdf, page 726
Code | Description | Unit | Quantity | Rate (Rs.) | Amount (Rs.) | Note
8871 | Stainless steel Female thread Tee for 28.58 mm outer dia X 25 mm nominal dia threaded | each | 1 | 273
Calculated W - SUM of the Amount column above
W as printed in the DAR |  |  |  |  | 273
Difference (calculated - printed)
SAY (Rs.) - final DAR rate as printed (fixed value, not computed) |  |  |  |  | 365.25
18.95 | Providing and fixing required Stainless Steel Fitting of press fit design of grade AISI 304 conforming to JWWA G116 standard with V-profile or M-profile and with O-ring sealing gasket of EPDM material of required dia as per direction of Engineer-in-charge. Female Thread Tee
18.95.7 | For 34.00 mm outer dia x 15 mm nominal dia threaded
Details of cost for 1 no ¦ Source: CivilDAR_2019_Vol_2.pdf, page 726
Code | Description | Unit | Quantity | Rate (Rs.) | Amount (Rs.) | Note
8872 | Stainless steel Female thread Tee for 34.00 mm outer dia X 15 mm nominal dia threaded | each | 1 | 437
Calculated W - SUM of the Amount column above
W as printed in the DAR |  |  |  |  | 437
Difference (calculated - printed)
SAY (Rs.) - final DAR rate as printed (fixed value, not computed) |  |  |  |  | 584.7
18.95 | Providing and fixing required Stainless Steel Fitting of press fit design of grade AISI 304 conforming to JWWA G116 standard with V-profile or M-profile and with O-ring sealing gasket of EPDM material of required dia as per direction of Engineer-in-charge. Female Thread Tee
18.95.8 | For 34.00 mm outer dia x 20 mm nominal dia threaded
Details of cost for 1 no ¦ Source: CivilDAR_2019_Vol_2.pdf, page 727
Code | Description | Unit | Quantity | Rate (Rs.) | Amount (Rs.) | Note
8873 | Stainless steel Female thread Tee for 34.00 mm outer dia X 20 mm nominal dia threaded | each | 1 | 437
Calculated W - SUM of the Amount column above
W as printed in the DAR |  |  |  |  | 437
Difference (calculated - printed)
SAY (Rs.) - final DAR rate as printed (fixed value, not computed) |  |  |  |  | 584.7
18.95 | Providing and fixing required Stainless Steel Fitting of press fit design of grade AISI 304 conforming to JWWA G116 standard with V-profile or M-profile and with O-ring sealing gasket of EPDM material of required dia as per direction of Engineer-in-charge. Female Thread Tee
18.95.9 | For 34.00 mm outer dia x 25 mm nominal dia threaded
Details of cost for 1 no ¦ Source: CivilDAR_2019_Vol_2.pdf, page 727
Code | Description | Unit | Quantity | Rate (Rs.) | Amount (Rs.) | Note
8874 | Stainless steel Female thread Tee for 34.00 mm outer dia X 25 mm nominal dia threaded | each | 1 | 437
Calculated W - SUM of the Amount column above
W as printed in the DAR |  |  |  |  | 437
Difference (calculated - printed)
SAY (Rs.) - final DAR rate as printed (fixed value, not computed) |  |  |  |  | 584.7
18.95 | Providing and fixing required Stainless Steel Fitting of press fit design of grade AISI 304 conforming to JWWA G116 standard with V-profile or M-profile and with O-ring sealing gasket of EPDM material of required dia as per direction of Engineer-in-charge. Female Thread Tee
18.95.10 | For 34.00 mm outer dia x 32 mm nominal dia threaded
Details of cost for 1 no ¦ Source: CivilDAR_2019_Vol_2.pdf, page 727
Code | Description | Unit | Quantity | Rate (Rs.) | Amount (Rs.) | Note
8875 | Stainless steel Female thread Tee for 34.00 mm outer dia X 32 mm nominal dia threaded | each | 1 | 437
Calculated W - SUM of the Amount column above
W as printed in the DAR |  |  |  |  | 437
Difference (calculated - printed)
SAY (Rs.) - final DAR rate as printed (fixed value, not computed) |  |  |  |  | 584.7
18.95 | Providing and fixing required Stainless Steel Fitting of press fit design of grade AISI 304 conforming to JWWA G116 standard with V-profile or M-profile and with O-ring sealing gasket of EPDM material of required dia as per direction of Engineer-in-charge. Female Thread Tee
18.95.11 | For 42.70 mm outer dia x 15 mm nominal dia threaded
Details of cost for 1 no ¦ Source: CivilDAR_2019_Vol_2.pdf, page 728
Code | Description | Unit | Quantity | Rate (Rs.) | Amount (Rs.) | Note
8876 | Stainless steel Female thread Tee for 42.70 mm outer dia X 15 mm nominal dia threaded | each | 1 | 683
Calculated W - SUM of the Amount column above
W as printed in the DAR |  |  |  |  | 683
Difference (calculated - printed)
SAY (Rs.) - final DAR rate as printed (fixed value, not computed) |  |  |  |  | 913.8
18.95 | Providing and fixing required Stainless Steel Fitting of press fit design of grade AISI 304 conforming to JWWA G116 standard with V-profile or M-profile and with O-ring sealing gasket of EPDM material of required dia as per direction of Engineer-in-charge. Female Thread Tee
18.95.12 | For 42.70 mm outer dia x 20 mm nominal dia threaded
Details of cost for 1 no ¦ Source: CivilDAR_2019_Vol_2.pdf, page 728
Code | Description | Unit | Quantity | Rate (Rs.) | Amount (Rs.) | Note
8877 | Stainless steel Female thread Tee for 42.70 mm outer dia X 20 mm nominal dia threaded | each | 1 | 683
Calculated W - SUM of the Amount column above
W as printed in the DAR |  |  |  |  | 683
Difference (calculated - printed)
SAY (Rs.) - final DAR rate as printed (fixed value, not computed) |  |  |  |  | 913.8
18.95 | Providing and fixing required Stainless Steel Fitting of press fit design of grade AISI 304 conforming to JWWA G116 standard with V-profile or M-profile and with O-ring sealing gasket of EPDM material of required dia as per direction of Engineer-in-charge. Female Thread Tee
18.95.13 | For 42.70 mm outer dia x 25 mm nominal dia threaded
Details of cost for 1 no ¦ Source: CivilDAR_2019_Vol_2.pdf, page 728
Code | Description | Unit | Quantity | Rate (Rs.) | Amount (Rs.) | Note
8878 | Stainless steel Female thread Tee for 42.70 mm outer dia X 25 mm nominal dia threaded | each | 1 | 683
Calculated W - SUM of the Amount column above
W as printed in the DAR |  |  |  |  | 683
Difference (calculated - printed)
SAY (Rs.) - final DAR rate as printed (fixed value, not computed) |  |  |  |  | 913.8
18.95 | Providing and fixing required Stainless Steel Fitting of press fit design of grade AISI 304 conforming to JWWA G116 standard with V-profile or M-profile and with O-ring sealing gasket of EPDM material of required dia as per direction of Engineer-in-charge. Female Thread Tee
18.95.14 | For 42.70 mm outer dia x 32 mm nominal dia threaded
Details of cost for 1 no ¦ Source: CivilDAR_2019_Vol_2.pdf, page 729
Code | Description | Unit | Quantity | Rate (Rs.) | Amount (Rs.) | Note
8879 | Stainless steel Female thread Tee for 42.70 mm outer dia X 32 mm nominal dia threaded | each | 1 | 683
Calculated W - SUM of the Amount column above
W as printed in the DAR |  |  |  |  | 683
Difference (calculated - printed)
SAY (Rs.) - final DAR rate as printed (fixed value, not computed) |  |  |  |  | 913.8
18.95 | Providing and fixing required Stainless Steel Fitting of press fit design of grade AISI 304 conforming to JWWA G116 standard with V-profile or M-profile and with O-ring sealing gasket of EPDM material of required dia as per direction of Engineer-in-charge. Female Thread Tee
18.95.15 | For 42.70 mm outer dia x 40 mm nominal dia threaded
Details of cost for 1 no ¦ Source: CivilDAR_2019_Vol_2.pdf, page 729
Code | Description | Unit | Quantity | Rate (Rs.) | Amount (Rs.) | Note
8880 | Stainless steel Female thread Tee for 42.70 mm outer dia X 40 mm nominal dia threaded | each | 1 | 683
Calculated W - SUM of the Amount column above
W as printed in the DAR |  |  |  |  | 683
Difference (calculated - printed)
SAY (Rs.) - final DAR rate as printed (fixed value, not computed) |  |  |  |  | 913.8
18.95 | Providing and fixing required Stainless Steel Fitting of press fit design of grade AISI 304 conforming to JWWA G116 standard with V-profile or M-profile and with O-ring sealing gasket of EPDM material of required dia as per direction of Engineer-in-charge. Female Thread Tee
18.95.16 | For 48.60 mm outer dia x 15 mm nominal dia threaded
Details of cost for 1 no ¦ Source: CivilDAR_2019_Vol_2.pdf, page 729
Code | Description | Unit | Quantity | Rate (Rs.) | Amount (Rs.) | Note
8881 | Stainless steel Female thread Tee for 48.60 mm outer dia X 15 mm nominal dia threaded | each | 1 | 887
Calculated W - SUM of the Amount column above
W as printed in the DAR |  |  |  |  | 887
Difference (calculated - printed)
SAY (Rs.) - final DAR rate as printed (fixed value, not computed) |  |  |  |  | 1186.75
18.95 | Providing and fixing required Stainless Steel Fitting of press fit design of grade AISI 304 conforming to JWWA G116 standard with V-profile or M-profile and with O-ring sealing gasket of EPDM material of required dia as per direction of Engineer-in-charge. Female Thread Tee
18.95.17 | For 48.60 mm outer dia x 20 mm nominal dia threaded
Details of cost for 1 no ¦ Source: CivilDAR_2019_Vol_2.pdf, page 730
Code | Description | Unit | Quantity | Rate (Rs.) | Amount (Rs.) | Note
8882 | Stainless steel Female thread Tee for 48.60 mm outer dia X 20 mm nominal dia threaded | each | 1 | 887
Calculated W - SUM of the Amount column above
W as printed in the DAR |  |  |  |  | 887
Difference (calculated - printed)
SAY (Rs.) - final DAR rate as printed (fixed value, not computed) |  |  |  |  | 1186.75
18.95 | Providing and fixing required Stainless Steel Fitting of press fit design of grade AISI 304 conforming to JWWA G116 standard with V-profile or M-profile and with O-ring sealing gasket of EPDM material of required dia as per direction of Engineer-in-charge. Female Thread Tee
18.95.18 | For 48.60 mm outer dia x 25 mm nominal dia threaded
Details of cost for 1 no ¦ Source: CivilDAR_2019_Vol_2.pdf, page 730
Code | Description | Unit | Quantity | Rate (Rs.) | Amount (Rs.) | Note
8883 | Stainless steel Female thread Tee for 48.60 mm outer dia X 25 mm nominal dia threaded | each | 1 | 887
Calculated W - SUM of the Amount column above
W as printed in the DAR |  |  |  |  | 887
Difference (calculated - printed)
SAY (Rs.) - final DAR rate as printed (fixed value, not computed) |  |  |  |  | 1186.75
18.95 | Providing and fixing required Stainless Steel Fitting of press fit design of grade AISI 304 conforming to JWWA G116 standard with V-profile or M-profile and with O-ring sealing gasket of EPDM material of required dia as per direction of Engineer-in-charge. Female Thread Tee
18.95.19 | For 48.60 mm outer dia x 32 mm nominal dia threaded
Details of cost for 1 no ¦ Source: CivilDAR_2019_Vol_2.pdf, page 730
Code | Description | Unit | Quantity | Rate (Rs.) | Amount (Rs.) | Note
8884 | Stainless steel Female thread Tee for 48.60 mm outer dia X 32 mm nominal dia threaded | each | 1 | 887
Calculated W - SUM of the Amount column above
W as printed in the DAR |  |  |  |  | 887
Difference (calculated - printed)
SAY (Rs.) - final DAR rate as printed (fixed value, not computed) |  |  |  |  | 1186.75
18.95 | Providing and fixing required Stainless Steel Fitting of press fit design of grade AISI 304 conforming to JWWA G116 standard with V-profile or M-profile and with O-ring sealing gasket of EPDM material of required dia as per direction of Engineer-in-charge. Female Thread Tee
18.95.20 | For 48.60 mm outer dia x 40 mm nominal dia threaded
Details of cost for 1 no ¦ Source: CivilDAR_2019_Vol_2.pdf, page 731
Code | Description | Unit | Quantity | Rate (Rs.) | Amount (Rs.) | Note
8885 | Stainless steel Female thread Tee for 48.60 mm outer dia X 40 mm nominal dia threaded | each | 1 | 887
Calculated W - SUM of the Amount column above
W as printed in the DAR |  |  |  |  | 887
Difference (calculated - printed)
SAY (Rs.) - final DAR rate as printed (fixed value, not computed) |  |  |  |  | 1186.75
18.95 | Providing and fixing required Stainless Steel Fitting of press fit design of grade AISI 304 conforming to JWWA G116 standard with V-profile or M-profile and with O-ring sealing gasket of EPDM material of required dia as per direction of Engineer-in-charge. Female Thread Tee
18.95.21 | For 48.60 mm outer dia x 50 mm nominal dia threaded
Details of cost for 1 no ¦ Source: CivilDAR_2019_Vol_2.pdf, page 731
Code | Description | Unit | Quantity | Rate (Rs.) | Amount (Rs.) | Note
8886 | Stainless steel Female thread Tee for 48.60 mm outer dia X 50 mm nominal dia threaded | each | 1 | 887
Calculated W - SUM of the Amount column above
W as printed in the DAR |  |  |  |  | 887
Difference (calculated - printed)
SAY (Rs.) - final DAR rate as printed (fixed value, not computed) |  |  |  |  | 1186.75
18.96 | Providing and fixing required Stainless Steel Fitting of press fit design of grade AISI 304 conforming to JWWA G116 standard with V-profile or M-profile and with O-ring sealing gasket of EPDM material of required dia as per direction of Engineer-in-charge. Female Thread Connector/ Adapter
18.96.1 | For 15.88 mm outer dia x 15 mm nominal dia threaded
Details of cost for 1 no ¦ Source: CivilDAR_2019_Vol_2.pdf, page 731
Code | Description | Unit | Quantity | Rate (Rs.) | Amount (Rs.) | Note
8887 | Stainless steel Female threaded Connector/Adapter for 15.88 mm outer dia X 15 mm nominal dia threaded | each | 1 | 190
Calculated W - SUM of the Amount column above
W as printed in the DAR |  |  |  |  | 190
Difference (calculated - printed)
SAY (Rs.) - final DAR rate as printed (fixed value, not computed) |  |  |  |  | 254.2
18.96 | Providing and fixing required Stainless Steel Fitting of press fit design of grade AISI 304 conforming to JWWA G116 standard with V-profile or M-profile and with O-ring sealing gasket of EPDM material of required dia as per direction of Engineer-in-charge. Female Thread Connector/ Adapter
18.96.2 | For 22.22 mm outer dia x 15 mmnominal dia threaded
Details of cost for 1 no ¦ Source: CivilDAR_2019_Vol_2.pdf, page 732
Code | Description | Unit | Quantity | Rate (Rs.) | Amount (Rs.) | Note
8888 | Stainless steel Female threaded Connector/Adapter for 22.22 mm outer dia X 15 mm nominal dia threaded | each | 1 | 230
Calculated W - SUM of the Amount column above
W as printed in the DAR |  |  |  |  | 230
Difference (calculated - printed)
SAY (Rs.) - final DAR rate as printed (fixed value, not computed) |  |  |  |  | 307.75
18.96 | Providing and fixing required Stainless Steel Fitting of press fit design of grade AISI 304 conforming to JWWA G116 standard with V-profile or M-profile and with O-ring sealing gasket of EPDM material of required dia as per direction of Engineer-in-charge. Female Thread Connector/ Adapter
18.96.3 | For 22.22 mm outer dia x 20 mm nominal dia threaded
Details of cost for 1 no ¦ Source: CivilDAR_2019_Vol_2.pdf, page 732
Code | Description | Unit | Quantity | Rate (Rs.) | Amount (Rs.) | Note
8889 | Stainless steel Female threaded Connector/Adapter for 22.22 mm outer dia X 20 mm nominal dia threaded | each | 1 | 237
Calculated W - SUM of the Amount column above
W as printed in the DAR |  |  |  |  | 237
Difference (calculated - printed)
SAY (Rs.) - final DAR rate as printed (fixed value, not computed) |  |  |  |  | 317.1
18.96 | Providing and fixing required Stainless Steel Fitting of press fit design of grade AISI 304 conforming to JWWA G116 standard with V-profile or M-profile and with O-ring sealing gasket of EPDM material of required dia as per direction of Engineer-in-charge. Female Thread Connector/ Adapter
18.96.4 | For 28.58 mm outer dia x 15 mm nominal dia threaded
Details of cost for 1 no ¦ Source: CivilDAR_2019_Vol_2.pdf, page 733
Code | Description | Unit | Quantity | Rate (Rs.) | Amount (Rs.) | Note
8890 | Stainless steel Female threaded Connector/Adapter for 28.58 mm outer dia X 15 mm nominal dia threaded | each | 1 | 277
Calculated W - SUM of the Amount column above
W as printed in the DAR |  |  |  |  | 277
Difference (calculated - printed)
SAY (Rs.) - final DAR rate as printed (fixed value, not computed) |  |  |  |  | 370.6
18.96 | Providing and fixing required Stainless Steel Fitting of press fit design of grade AISI 304 conforming to JWWA G116 standard with V-profile or M-profile and with O-ring sealing gasket of EPDM material of required dia as per direction of Engineer-in-charge. Female Thread Connector/ Adapter
18.96.5 | For 28.58 mm outer dia x 20 mm nominal dia threaded
Details of cost for 1 no ¦ Source: CivilDAR_2019_Vol_2.pdf, page 733
Code | Description | Unit | Quantity | Rate (Rs.) | Amount (Rs.) | Note
8891 | Stainless steel Female threaded Connector/Adapter for 28.58 mm outer dia X 20 mm nominal dia threaded | each | 1 | 286
Calculated W - SUM of the Amount column above
W as printed in the DAR |  |  |  |  | 286
Difference (calculated - printed)
SAY (Rs.) - final DAR rate as printed (fixed value, not computed) |  |  |  |  | 382.65
18.96 | Providing and fixing required Stainless Steel Fitting of press fit design of grade AISI 304 conforming to JWWA G116 standard with V-profile or M-profile and with O-ring sealing gasket of EPDM material of required dia as per direction of Engineer-in-charge. Female Thread Connector/ Adapter
18.96.6 | For 28.58 mm outer dia x 25 mm nominal dia threaded
Details of cost for 1 no ¦ Source: CivilDAR_2019_Vol_2.pdf, page 733
Code | Description | Unit | Quantity | Rate (Rs.) | Amount (Rs.) | Note
8892 | Stainless steel Female threaded Connector/Adapter for 28.58 mm outer dia X 25 mm nominal dia threaded | each | 1 | 337
Calculated W - SUM of the Amount column above
W as printed in the DAR |  |  |  |  | 337
Difference (calculated - printed)
SAY (Rs.) - final DAR rate as printed (fixed value, not computed) |  |  |  |  | 450.9
18.96 | Providing and fixing required Stainless Steel Fitting of press fit design of grade AISI 304 conforming to JWWA G116 standard with V-profile or M-profile and with O-ring sealing gasket of EPDM material of required dia as per direction of Engineer-in-charge. Female Thread Connector/ Adapter
18.96.7 | For 34.00 mm outer dia x 25 mm nominal dia threaded
Details of cost for 1 no ¦ Source: CivilDAR_2019_Vol_2.pdf, page 734
Code | Description | Unit | Quantity | Rate (Rs.) | Amount (Rs.) | Note
8893 | Stainless steel Female threaded Connector/Adapter for 34.00 mm outer dia X 25 mm nominal dia threaded | each | 1 | 409
Calculated W - SUM of the Amount column above
W as printed in the DAR |  |  |  |  | 409
Difference (calculated - printed)
SAY (Rs.) - final DAR rate as printed (fixed value, not computed) |  |  |  |  | 547.2
18.96 | Providing and fixing required Stainless Steel Fitting of press fit design of grade AISI 304 conforming to JWWA G116 standard with V-profile or M-profile and with O-ring sealing gasket of EPDM material of required dia as per direction of Engineer-in-charge. Female Thread Connector/ Adapter
18.96.8 | For 34.00 mm outer dia x 32 mm nominal dia threaded
Details of cost for 1 no ¦ Source: CivilDAR_2019_Vol_2.pdf, page 734
Code | Description | Unit | Quantity | Rate (Rs.) | Amount (Rs.) | Note
8894 | Stainless steel Female threaded Connector/Adapter for 34.00 mm outer dia X 32 mm nominal dia threaded | each | 1 | 538
Calculated W - SUM of the Amount column above
W as printed in the DAR |  |  |  |  | 538
Difference (calculated - printed)
SAY (Rs.) - final DAR rate as printed (fixed value, not computed) |  |  |  |  | 719.8
18.96 | Providing and fixing required Stainless Steel Fitting of press fit design of grade AISI 304 conforming to JWWA G116 standard with V-profile or M-profile and with O-ring sealing gasket of EPDM material of required dia as per direction of Engineer-in-charge. Female Thread Connector/ Adapter
18.96.9 | For 42.70 mm outer dia x 32 mm nominal dia threaded
Details of cost for 1 no ¦ Source: CivilDAR_2019_Vol_2.pdf, page 734
Code | Description | Unit | Quantity | Rate (Rs.) | Amount (Rs.) | Note
8895 | Stainless steel Female threaded Connector/Adapter for 42.70 mm outer dia X 32 mm nominal dia threaded | each | 1 | 576
Calculated W - SUM of the Amount column above
W as printed in the DAR |  |  |  |  | 576
Difference (calculated - printed)
SAY (Rs.) - final DAR rate as printed (fixed value, not computed) |  |  |  |  | 770.65
18.96 | Providing and fixing required Stainless Steel Fitting of press fit design of grade AISI 304 conforming to JWWA G116 standard with V-profile or M-profile and with O-ring sealing gasket of EPDM material of required dia as per direction of Engineer-in-charge. Female Thread Connector/ Adapter
18.96.10 | For 42.70 mm outer dia x 40 mm nominal dia threaded
Details of cost for 1 no ¦ Source: CivilDAR_2019_Vol_2.pdf, page 735
Code | Description | Unit | Quantity | Rate (Rs.) | Amount (Rs.) | Note
8896 | Stainless steel Female threaded Connector/Adapter for 42.70 mm outer dia X 40 mm nominal dia threaded | each | 1 | 681
Calculated W - SUM of the Amount column above
W as printed in the DAR |  |  |  |  | 681
Difference (calculated - printed)
SAY (Rs.) - final DAR rate as printed (fixed value, not computed) |  |  |  |  | 911.15
18.96 | Providing and fixing required Stainless Steel Fitting of press fit design of grade AISI 304 conforming to JWWA G116 standard with V-profile or M-profile and with O-ring sealing gasket of EPDM material of required dia as per direction of Engineer-in-charge. Female Thread Connector/ Adapter
18.96.11 | For 48.60 mm outer dia x 40 mm nominal dia threaded
Details of cost for 1 no ¦ Source: CivilDAR_2019_Vol_2.pdf, page 735
Code | Description | Unit | Quantity | Rate (Rs.) | Amount (Rs.) | Note
8897 | Stainless steel Female threaded Connector/Adapter for 48.60 mm outer dia X 40 mm nominal dia threaded | each | 1 | 838
Calculated W - SUM of the Amount column above
W as printed in the DAR |  |  |  |  | 838
Difference (calculated - printed)
SAY (Rs.) - final DAR rate as printed (fixed value, not computed) |  |  |  |  | 1121.2
18.96 | Providing and fixing required Stainless Steel Fitting of press fit design of grade AISI 304 conforming to JWWA G116 standard with V-profile or M-profile and with O-ring sealing gasket of EPDM material of required dia as per direction of Engineer-in-charge. Female Thread Connector/ Adapter
18.96.12 | For 48.60 mm outer dia x 50 mm nominal dia threaded
Details of cost for 1 no ¦ Source: CivilDAR_2019_Vol_2.pdf, page 735
Code | Description | Unit | Quantity | Rate (Rs.) | Amount (Rs.) | Note
8898 | Stainless steel Female threaded Connector/Adapter for 48.60 mm outer dia X 50 mm nominal dia threaded | each | 1 | 965
Calculated W - SUM of the Amount column above
W as printed in the DAR |  |  |  |  | 965
Difference (calculated - printed)
SAY (Rs.) - final DAR rate as printed (fixed value, not computed) |  |  |  |  | 1291.1
18.97 | Providing and fixing required Stainless Steel Fitting of press fit design of grade AISI 304 conforming to JWWA G116 standard with V-profile or M-profile and with O-ring sealing gasket of EPDM material of required dia as per direction of Engineer-in-charge. Male Thread Connector/ Adapter
18.97.1 | For 15.88 mm outer dia x 15 mm nominal dia threaded
Details of cost for 1 no ¦ Source: CivilDAR_2019_Vol_2.pdf, page 736
Code | Description | Unit | Quantity | Rate (Rs.) | Amount (Rs.) | Note
8899 | Stainless steel Male threaded Connector/ Adapter for 15.88 mm outer dia X 15 mm nominal dia threaded | each | 1 | 193
Calculated W - SUM of the Amount column above
W as printed in the DAR |  |  |  |  | 193
Difference (calculated - printed)
SAY (Rs.) - final DAR rate as printed (fixed value, not computed) |  |  |  |  | 258.2
18.97 | Providing and fixing required Stainless Steel Fitting of press fit design of grade AISI 304 conforming to JWWA G116 standard with V-profile or M-profile and with O-ring sealing gasket of EPDM material of required dia as per direction of Engineer-in-charge. Male Thread Connector/ Adapter
18.97.2 | For 22.22 mm outer dia x 15 mm nominal dia threaded
Details of cost for 1 no ¦ Source: CivilDAR_2019_Vol_2.pdf, page 736
Code | Description | Unit | Quantity | Rate (Rs.) | Amount (Rs.) | Note
8900 | Stainless steel Male threaded Connector/Adapter for 22.22 mm outer dia X 15 mm nominal dia threaded | each | 1 | 227
Calculated W - SUM of the Amount column above
W as printed in the DAR |  |  |  |  | 227
Difference (calculated - printed)
SAY (Rs.) - final DAR rate as printed (fixed value, not computed) |  |  |  |  | 303.7
18.97 | Providing and fixing required Stainless Steel Fitting of press fit design of grade AISI 304 conforming to JWWA G116 standard with V-profile or M-profile and with O-ring sealing gasket of EPDM material of required dia as per direction of Engineer-in-charge. Male Thread Connector/ Adapter
18.97.3 | For 22.22 mm outer dia x 20 mm nominal dia threaded
Details of cost for 1 no ¦ Source: CivilDAR_2019_Vol_2.pdf, page 737
Code | Description | Unit | Quantity | Rate (Rs.) | Amount (Rs.) | Note
8901 | Stainless steel Male threaded Connector/Adapter for 22.22 mm outer dia X 20mm nominal dia threaded | each | 1 | 248
Calculated W - SUM of the Amount column above
W as printed in the DAR |  |  |  |  | 248
Difference (calculated - printed)
SAY (Rs.) - final DAR rate as printed (fixed value, not computed) |  |  |  |  | 331.8
18.97 | Providing and fixing required Stainless Steel Fitting of press fit design of grade AISI 304 conforming to JWWA G116 standard with V-profile or M-profile and with O-ring sealing gasket of EPDM material of required dia as per direction of Engineer-in-charge. Male Thread Connector/ Adapter
18.97.4 | For 28.58 mm outer dia x 20 mm nominal dia threaded
Details of cost for 1 no ¦ Source: CivilDAR_2019_Vol_2.pdf, page 737
Code | Description | Unit | Quantity | Rate (Rs.) | Amount (Rs.) | Note
8902 | Stainless steel Male threaded Connector/Adapter for 28.58 mm outer dia X 20 mm nominal dia threaded | each | 1 | 313
Calculated W - SUM of the Amount column above
W as printed in the DAR |  |  |  |  | 313
Difference (calculated - printed)
SAY (Rs.) - final DAR rate as printed (fixed value, not computed) |  |  |  |  | 418.75
18.97 | Providing and fixing required Stainless Steel Fitting of press fit design of grade AISI 304 conforming to JWWA G116 standard with V-profile or M-profile and with O-ring sealing gasket of EPDM material of required dia as per direction of Engineer-in-charge. Male Thread Connector/ Adapter
18.97.5 | For 28.58 mm outer dia x 25 mm nominal dia threaded
Details of cost for 1 no ¦ Source: CivilDAR_2019_Vol_2.pdf, page 737
Code | Description | Unit | Quantity | Rate (Rs.) | Amount (Rs.) | Note
8903 | Stainless steel Male threaded Connector/Adapter for 28.58 mm outer dia X 25 mm nominal dia threaded | each | 1 | 320
Calculated W - SUM of the Amount column above
W as printed in the DAR |  |  |  |  | 320
Difference (calculated - printed)
SAY (Rs.) - final DAR rate as printed (fixed value, not computed) |  |  |  |  | 428.15
18.97 | Providing and fixing required Stainless Steel Fitting of press fit design of grade AISI 304 conforming to JWWA G116 standard with V-profile or M-profile and with O-ring sealing gasket of EPDM material of required dia as per direction of Engineer-in-charge. Male Thread Connector/ Adapter
18.97.6 | For 34.00 mm outer dia x 25 mm nominal dia threaded
Details of cost for 1 no ¦ Source: CivilDAR_2019_Vol_2.pdf, page 738
Code | Description | Unit | Quantity | Rate (Rs.) | Amount (Rs.) | Note
8904 | Stainless steel Male threaded Connector/Adapter for 34.00 mm outer dia X 25 mm nominal dia threaded | each | 1 | 461
Calculated W - SUM of the Amount column above
W as printed in the DAR |  |  |  |  | 461
Difference (calculated - printed)
SAY (Rs.) - final DAR rate as printed (fixed value, not computed) |  |  |  |  | 616.8
18.97 | Providing and fixing required Stainless Steel Fitting of press fit design of grade AISI 304 conforming to JWWA G116 standard with V-profile or M-profile and with O-ring sealing gasket of EPDM material of required dia as per direction of Engineer-in-charge. Male Thread Connector/ Adapter
18.97.7 | For 34.00 mm outer dia x 32 mm nominal dia threaded
Details of cost for 1 no ¦ Source: CivilDAR_2019_Vol_2.pdf, page 738
Code | Description | Unit | Quantity | Rate (Rs.) | Amount (Rs.) | Note
8905 | Stainless steel Male threaded Connector/Adapter for 34.00 mm outer dia X 32 mm nominal dia threaded | each | 1 | 565
Calculated W - SUM of the Amount column above
W as printed in the DAR |  |  |  |  | 565
Difference (calculated - printed)
SAY (Rs.) - final DAR rate as printed (fixed value, not computed) |  |  |  |  | 755.95
18.97 | Providing and fixing required Stainless Steel Fitting of press fit design of grade AISI 304 conforming to JWWA G116 standard with V-profile or M-profile and with O-ring sealing gasket of EPDM material of required dia as per direction of Engineer-in-charge. Male Thread Connector/ Adapter
18.97.8 | For 42.70 mm outer dia x 32 mm nominal dia threaded
Details of cost for 1 no ¦ Source: CivilDAR_2019_Vol_2.pdf, page 738
Code | Description | Unit | Quantity | Rate (Rs.) | Amount (Rs.) | Note
8906 | Stainless steel Male threaded Connector/Adapter for 42.70 mm outer dia X 32 mm nominal dia threaded | each | 1 | 649
Calculated W - SUM of the Amount column above
W as printed in the DAR |  |  |  |  | 649
Difference (calculated - printed)
SAY (Rs.) - final DAR rate as printed (fixed value, not computed) |  |  |  |  | 868.3
18.97 | Providing and fixing required Stainless Steel Fitting of press fit design of grade AISI 304 conforming to JWWA G116 standard with V-profile or M-profile and with O-ring sealing gasket of EPDM material of required dia as per direction of Engineer-in-charge. Male Thread Connector/ Adapter
18.97.9 | For 42.70 mm outer dia x 40 mm nominal dia threaded
Details of cost for 1 no ¦ Source: CivilDAR_2019_Vol_2.pdf, page 739
Code | Description | Unit | Quantity | Rate (Rs.) | Amount (Rs.) | Note
8907 | Stainless steel Male threaded Connector/Adapter for 42.70 mm outer dia X 40 mm nominal dia threaded | each | 1 | 726
Calculated W - SUM of the Amount column above
W as printed in the DAR |  |  |  |  | 726
Difference (calculated - printed)
SAY (Rs.) - final DAR rate as printed (fixed value, not computed) |  |  |  |  | 971.35
18.97 | Providing and fixing required Stainless Steel Fitting of press fit design of grade AISI 304 conforming to JWWA G116 standard with V-profile or M-profile and with O-ring sealing gasket of EPDM material of required dia as per direction of Engineer-in-charge. Male Thread Connector/ Adapter
18.97.10 | For 48.60 mm outer dia x 40 mm nominal dia threaded
Details of cost for 1 no ¦ Source: CivilDAR_2019_Vol_2.pdf, page 739
Code | Description | Unit | Quantity | Rate (Rs.) | Amount (Rs.) | Note
8908 | Stainless steel Male threaded Connector/Adapter for 48.60 mm outer dia X 40 mm nominal dia threaded | each | 1 | 840
Calculated W - SUM of the Amount column above
W as printed in the DAR |  |  |  |  | 840
Difference (calculated - printed)
SAY (Rs.) - final DAR rate as printed (fixed value, not computed) |  |  |  |  | 1123.85
18.97 | Providing and fixing required Stainless Steel Fitting of press fit design of grade AISI 304 conforming to JWWA G116 standard with V-profile or M-profile and with O-ring sealing gasket of EPDM material of required dia as per direction of Engineer-in-charge. Male Thread Connector/ Adapter
18.97.11 | For 48.60 mm outer dia x 50 mm nominal dia threaded
Details of cost for 1 no ¦ Source: CivilDAR_2019_Vol_2.pdf, page 739
Code | Description | Unit | Quantity | Rate (Rs.) | Amount (Rs.) | Note
8909 | Stainless steel Male threaded Connector/Adapter for 48.60 mm outer dia X 50 nominal dia threaded | each | 1 | 1138
Calculated W - SUM of the Amount column above
W as printed in the DAR |  |  |  |  | 1138
Difference (calculated - printed)
SAY (Rs.) - final DAR rate as printed (fixed value, not computed) |  |  |  |  | 1522.55
18.98 | Providing and fixing required Stainless Steel Fitting of press fit design of grade AISI 304 conforming to JWWA G116 standard with V-profile or M-profile and with O-ring sealing gasket of EPDM material of required dia as per direction of Engineer-in-charge. Valve Connector
18.98.1 | For 15.88 mm outer dia x 15 mm nominal dia threaded
Details of cost for 1 no ¦ Source: CivilDAR_2019_Vol_2.pdf, page 740
Code | Description | Unit | Quantity | Rate (Rs.) | Amount (Rs.) | Note
8910 | Stainless steel Valve Connector for 15.88 mm outer dia X 15 mm nominal dia threaded | each | 1 | 234
Calculated W - SUM of the Amount column above
W as printed in the DAR |  |  |  |  | 234
Difference (calculated - printed)
SAY (Rs.) - final DAR rate as printed (fixed value, not computed) |  |  |  |  | 313.1
18.98 | Providing and fixing required Stainless Steel Fitting of press fit design of grade AISI 304 conforming to JWWA G116 standard with V-profile or M-profile and with O-ring sealing gasket of EPDM material of required dia as per direction of Engineer-in-charge. Valve Connector
18.98.2 | For 22.22 mm outer dia x 15 mm nominal dia threaded
Details of cost for 1 no ¦ Source: CivilDAR_2019_Vol_2.pdf, page 740
Code | Description | Unit | Quantity | Rate (Rs.) | Amount (Rs.) | Note
8911 | Stainless steel Valve Connector for 22.22 mm outer dia X 15 mm nominal dia threaded | each | 1 | 276
Calculated W - SUM of the Amount column above
W as printed in the DAR |  |  |  |  | 276
Difference (calculated - printed)
SAY (Rs.) - final DAR rate as printed (fixed value, not computed) |  |  |  |  | 369.25
18.98 | Providing and fixing required Stainless Steel Fitting of press fit design of grade AISI 304 conforming to JWWA G116 standard with V-profile or M-profile and with O-ring sealing gasket of EPDM material of required dia as per direction of Engineer-in-charge. Valve Connector
18.98.3 | For 22.22 mm outer dia x 20 mm nominal dia threaded
Details of cost for 1 no ¦ Source: CivilDAR_2019_Vol_2.pdf, page 741
Code | Description | Unit | Quantity | Rate (Rs.) | Amount (Rs.) | Note
8912 | Stainless steel Valve Connector for 22.22 mm outer dia X 20 mm nominal dia threaded | each | 1 | 295
Calculated W - SUM of the Amount column above
W as printed in the DAR |  |  |  |  | 295
Difference (calculated - printed)
SAY (Rs.) - final DAR rate as printed (fixed value, not computed) |  |  |  |  | 394.7
18.98 | Providing and fixing required Stainless Steel Fitting of press fit design of grade AISI 304 conforming to JWWA G116 standard with V-profile or M-profile and with O-ring sealing gasket of EPDM material of required dia as per direction of Engineer-in-charge. Valve Connector
18.98.4 | For 28.58 mm outer dia x 25 mm nominal dia threaded
Details of cost for 1 no ¦ Source: CivilDAR_2019_Vol_2.pdf, page 741
Code | Description | Unit | Quantity | Rate (Rs.) | Amount (Rs.) | Note
8913 | Stainless steel Valve Connector for 28.58 mm outer dia X 25 mm nominal dia threaded | each | 1 | 424
Calculated W - SUM of the Amount column above
W as printed in the DAR |  |  |  |  | 424
Difference (calculated - printed)
SAY (Rs.) - final DAR rate as printed (fixed value, not computed) |  |  |  |  | 567.3
18.98 | Providing and fixing required Stainless Steel Fitting of press fit design of grade AISI 304 conforming to JWWA G116 standard with V-profile or M-profile and with O-ring sealing gasket of EPDM material of required dia as per direction of Engineer-in-charge. Valve Connector
18.98.5 | For 34.00 mm outer dia x 32 mm nominal dia threaded
Details of cost for 1 no ¦ Source: CivilDAR_2019_Vol_2.pdf, page 741
Code | Description | Unit | Quantity | Rate (Rs.) | Amount (Rs.) | Note
8914 | Stainless steel Valve Connector for 34.00 mm outer dia X 32 mm nominal dia threaded | each | 1 | 629
Calculated W - SUM of the Amount column above
W as printed in the DAR |  |  |  |  | 629
Difference (calculated - printed)
SAY (Rs.) - final DAR rate as printed (fixed value, not computed) |  |  |  |  | 841.55
18.98 | Providing and fixing required Stainless Steel Fitting of press fit design of grade AISI 304 conforming to JWWA G116 standard with V-profile or M-profile and with O-ring sealing gasket of EPDM material of required dia as per direction of Engineer-in-charge. Valve Connector
18.98.6 | For 42.70 mm outer dia x 40 mm nominal dia threaded
Details of cost for 1 no ¦ Source: CivilDAR_2019_Vol_2.pdf, page 742
Code | Description | Unit | Quantity | Rate (Rs.) | Amount (Rs.) | Note
8915 | Stainless steel Valve Connector for 42.70 mm outer dia X 40 mm nominal dia threaded | each | 1 | 875
Calculated W - SUM of the Amount column above
W as printed in the DAR |  |  |  |  | 875
Difference (calculated - printed)
SAY (Rs.) - final DAR rate as printed (fixed value, not computed) |  |  |  |  | 1170.7
18.98 | Providing and fixing required Stainless Steel Fitting of press fit design of grade AISI 304 conforming to JWWA G116 standard with V-profile or M-profile and with O-ring sealing gasket of EPDM material of required dia as per direction of Engineer-in-charge. Valve Connector
18.98.7 | For 48.60 mm outer dia x 50 mm nominal dia threaded
Details of cost for 1 no ¦ Source: CivilDAR_2019_Vol_2.pdf, page 742
Code | Description | Unit | Quantity | Rate (Rs.) | Amount (Rs.) | Note
8916 | Stainless steel Valve Connector for 48.60 mm outer dia X 50 mm nominal dia threaded | each | 1 | 1176
Calculated W - SUM of the Amount column above
W as printed in the DAR |  |  |  |  | 1176
Difference (calculated - printed)
SAY (Rs.) - final DAR rate as printed (fixed value, not computed) |  |  |  |  | 1573.4
18.99 | Providing and fixing required Stainless Steel Fitting of press fit design of grade AISI 304 conforming to JWWA G116 standard with V-profile or M-profile and with O-ring sealing gasket of EPDM material of required dia as per direction of Engineer-in-charge. Female Threaded Elbow 90°
18.99.1 | For 15.88 mm outer dia x 15 mm nominal dia threaded
Details of cost for 1 no ¦ Source: CivilDAR_2019_Vol_2.pdf, page 742
Code | Description | Unit | Quantity | Rate (Rs.) | Amount (Rs.) | Note
8917 | SS Female Threaded Elbow 90° for 15.88 mm outer dia X 15 mm nominal dia threaded | each | 1 | 150
Calculated W - SUM of the Amount column above
W as printed in the DAR |  |  |  |  | 150
Difference (calculated - printed)
SAY (Rs.) - final DAR rate as printed (fixed value, not computed) |  |  |  |  | 200.7
18.99 | Providing and fixing required Stainless Steel Fitting of press fit design of grade AISI 304 conforming to JWWA G116 standard with V-profile or M-profile and with O-ring sealing gasket of EPDM material of required dia as per direction of Engineer-in-charge. Female Threaded Elbow 90°
18.99.2 | For 22.22 mm outer dia x 15 mm nominal dia threaded
Details of cost for 1 no ¦ Source: CivilDAR_2019_Vol_2.pdf, page 743
Code | Description | Unit | Quantity | Rate (Rs.) | Amount (Rs.) | Note
8918 | Stainless steel Female Threaded Elbow 90° for 22.22 mm outer dia X 15 mm nominal dia threaded | each | 1 | 191
Calculated W - SUM of the Amount column above
W as printed in the DAR |  |  |  |  | 191
Difference (calculated - printed)
SAY (Rs.) - final DAR rate as printed (fixed value, not computed) |  |  |  |  | 255.55
18.99 | Providing and fixing required Stainless Steel Fitting of press fit design of grade AISI 304 conforming to JWWA G116 standard with V-profile or M-profile and with O-ring sealing gasket of EPDM material of required dia as per direction of Engineer-in-charge. Female Threaded Elbow 90°
18.99.3 | For 22.22 mm outer dia x 20 mm nominal dia threaded
Details of cost for 1 no ¦ Source: CivilDAR_2019_Vol_2.pdf, page 743
Code | Description | Unit | Quantity | Rate (Rs.) | Amount (Rs.) | Note
8919 | Stainless steel Female Threaded Elbow 90° for 22.22 mm outer dia X 20 mm nominal dia threaded | each | 1 | 191
Calculated W - SUM of the Amount column above
W as printed in the DAR |  |  |  |  | 191
Difference (calculated - printed)
SAY (Rs.) - final DAR rate as printed (fixed value, not computed) |  |  |  |  | 255.55
18.99 | Providing and fixing required Stainless Steel Fitting of press fit design of grade AISI 304 conforming to JWWA G116 standard with V-profile or M-profile and with O-ring sealing gasket of EPDM material of required dia as per direction of Engineer-in-charge. Female Threaded Elbow 90°
18.99.4 | For 25.58 mm outer dia x 25 mm nominal dia threaded
Details of cost for 1 no ¦ Source: CivilDAR_2019_Vol_2.pdf, page 744
Code | Description | Unit | Quantity | Rate (Rs.) | Amount (Rs.) | Note
8920 | Stainless steel Female Threaded Elbow 90° for 25.58 mm outer dia X 25 mm nominal dia threaded | each | 1 | 205
Calculated W - SUM of the Amount column above
W as printed in the DAR |  |  |  |  | 205
Difference (calculated - printed)
SAY (Rs.) - final DAR rate as printed (fixed value, not computed) |  |  |  |  | 274.3
18.99 | Providing and fixing required Stainless Steel Fitting of press fit design of grade AISI 304 conforming to JWWA G116 standard with V-profile or M-profile and with O-ring sealing gasket of EPDM material of required dia as per direction of Engineer-in-charge. Female Threaded Elbow 90°
18.99.5 | For 34.00 mm outer dia x 32 mm nominal dia threaded
Details of cost for 1 no ¦ Source: CivilDAR_2019_Vol_2.pdf, page 744
Code | Description | Unit | Quantity | Rate (Rs.) | Amount (Rs.) | Note
8921 | Stainless steel Female Threaded Elbow 90° for 34.00 mm outer dia X 32 mm nominal dia threaded | each | 1 | 287
Calculated W - SUM of the Amount column above
W as printed in the DAR |  |  |  |  | 287
Difference (calculated - printed)
SAY (Rs.) - final DAR rate as printed (fixed value, not computed) |  |  |  |  | 384
18.99 | Providing and fixing required Stainless Steel Fitting of press fit design of grade AISI 304 conforming to JWWA G116 standard with V-profile or M-profile and with O-ring sealing gasket of EPDM material of required dia as per direction of Engineer-in-charge. Female Threaded Elbow 90°
18.99.6 | For 42.70 mm outer dia x 32 mm nominal dia threaded
Details of cost for 1 no ¦ Source: CivilDAR_2019_Vol_2.pdf, page 744
Code | Description | Unit | Quantity | Rate (Rs.) | Amount (Rs.) | Note
8922 | Stainless steel Female Threaded Elbow 90° for 42.70 mm outer dia X 32 mm nominal dia threaded | each | 1 | 478
Calculated W - SUM of the Amount column above
W as printed in the DAR |  |  |  |  | 478
Difference (calculated - printed)
SAY (Rs.) - final DAR rate as printed (fixed value, not computed) |  |  |  |  | 639.55
18.99 | Providing and fixing required Stainless Steel Fitting of press fit design of grade AISI 304 conforming to JWWA G116 standard with V-profile or M-profile and with O-ring sealing gasket of EPDM material of required dia as per direction of Engineer-in-charge. Female Threaded Elbow 90°
18.99.7 | For 42.70 mm outer dia x 40 mm nominal dia threaded
Details of cost for 1 no ¦ Source: CivilDAR_2019_Vol_2.pdf, page 745
Code | Description | Unit | Quantity | Rate (Rs.) | Amount (Rs.) | Note
8923 | Stainless steel Female Threaded Elbow 90° for 42.70 mm outer dia X 40 mm nominal dia threaded | each | 1 | 478
Calculated W - SUM of the Amount column above
W as printed in the DAR |  |  |  |  | 478
Difference (calculated - printed)
SAY (Rs.) - final DAR rate as printed (fixed value, not computed) |  |  |  |  | 639.55
18.99 | Providing and fixing required Stainless Steel Fitting of press fit design of grade AISI 304 conforming to JWWA G116 standard with V-profile or M-profile and with O-ring sealing gasket of EPDM material of required dia as per direction of Engineer-in-charge. Female Threaded Elbow 90°
18.99.8 | For 48.60 mm outer dia x 40 mm nominal dia threaded
Details of cost for 1 no ¦ Source: CivilDAR_2019_Vol_2.pdf, page 745
Code | Description | Unit | Quantity | Rate (Rs.) | Amount (Rs.) | Note
8924 | Stainless steel Female Threaded Elbow 90° for 48.60 mm outer dia X 40 mm nominal dia threaded | each | 1 | 683
Calculated W - SUM of the Amount column above
W as printed in the DAR |  |  |  |  | 683
Difference (calculated - printed)
SAY (Rs.) - final DAR rate as printed (fixed value, not computed) |  |  |  |  | 913.8
18.99 | Providing and fixing required Stainless Steel Fitting of press fit design of grade AISI 304 conforming to JWWA G116 standard with V-profile or M-profile and with O-ring sealing gasket of EPDM material of required dia as per direction of Engineer-in-charge. Female Threaded Elbow 90°
18.99.9 | For 48.60 mm outer dia x 50 mm nominal dia threaded
Details of cost for 1 no ¦ Source: CivilDAR_2019_Vol_2.pdf, page 745
Code | Description | Unit | Quantity | Rate (Rs.) | Amount (Rs.) | Note
8925 | Stainless steel Female Threaded Elbow 90° for 48.60 mm outer dia X 50 mm nominal dia threaded | each | 1 | 683
Calculated W - SUM of the Amount column above
W as printed in the DAR |  |  |  |  | 683
Difference (calculated - printed)
SAY (Rs.) - final DAR rate as printed (fixed value, not computed) |  |  |  |  | 913.8
18.100 | Providing and fixing required Stainless Steel Fitting of press fit design of grade AISI 304 conforming to JWWA G116 standard with V-profile or M-profile and with O-ring sealing gasket of EPDM material of required dia as per direction of Engineer-in-charge. Male Threaded Elbow 90°
18.100.1 | For 15.88 mm outer dia x 15 mm nominal dia threaded
Details of cost for 1 no ¦ Source: CivilDAR_2019_Vol_2.pdf, page 746
Code | Description | Unit | Quantity | Rate (Rs.) | Amount (Rs.) | Note
8926 | Stainless steel Male Threaded Elbow 90° for 15.88 mm outer dia X 15 mm nominal dia threaded | each | 1 | 191
Calculated W - SUM of the Amount column above
W as printed in the DAR |  |  |  |  | 191
Difference (calculated - printed)
SAY (Rs.) - final DAR rate as printed (fixed value, not computed) |  |  |  |  | 255.55
18.100 | Providing and fixing required Stainless Steel Fitting of press fit design of grade AISI 304 conforming to JWWA G116 standard with V-profile or M-profile and with O-ring sealing gasket of EPDM material of required dia as per direction of Engineer-in-charge. Male Threaded Elbow 90°
18.100.2 | For 22.22 mm outer dia x 15 mm nominal dia threaded
Details of cost for 1 no ¦ Source: CivilDAR_2019_Vol_2.pdf, page 746
Code | Description | Unit | Quantity | Rate (Rs.) | Amount (Rs.) | Note
8927 | Stainless steel Male Threaded Elbow 90° for 22.22 mm outer dia X 15 mm nominal dia threaded | each | 1 | 205
Calculated W - SUM of the Amount column above
W as printed in the DAR |  |  |  |  | 205
Difference (calculated - printed)
SAY (Rs.) - final DAR rate as printed (fixed value, not computed) |  |  |  |  | 274.3
18.100 | Providing and fixing required Stainless Steel Fitting of press fit design of grade AISI 304 conforming to JWWA G116 standard with V-profile or M-profile and with O-ring sealing gasket of EPDM material of required dia as per direction of Engineer-in-charge. Male Threaded Elbow 90°
18.100.3 | For 22.22 mm outer dia x 20 mm nominal dia threaded
Details of cost for 1 no ¦ Source: CivilDAR_2019_Vol_2.pdf, page 746
Code | Description | Unit | Quantity | Rate (Rs.) | Amount (Rs.) | Note
8928 | Stainless steel Male Threaded Elbow 90° for 22.22 mm outer dia X 20 mm nominal dia threaded | each | 1 | 205
Calculated W - SUM of the Amount column above
W as printed in the DAR |  |  |  |  | 205
Difference (calculated - printed)
SAY (Rs.) - final DAR rate as printed (fixed value, not computed) |  |  |  |  | 274.3
18.100 | Providing and fixing required Stainless Steel Fitting of press fit design of grade AISI 304 conforming to JWWA G116 standard with V-profile or M-profile and with O-ring sealing gasket of EPDM material of required dia as per direction of Engineer-in-charge. Male Threaded Elbow 90°
18.100.4 | For 28.58 mm outer dia x 25 mm nominal dia threaded
Details of cost for 1 no ¦ Source: CivilDAR_2019_Vol_2.pdf, page 747
Code | Description | Unit | Quantity | Rate (Rs.) | Amount (Rs.) | Note
8929 | Stainless steel Male Threaded Elbow 90° for 28.58 mm outer dia X 25 mm nominal dia threaded | each | 1 | 205
Calculated W - SUM of the Amount column above
W as printed in the DAR |  |  |  |  | 205
Difference (calculated - printed)
SAY (Rs.) - final DAR rate as printed (fixed value, not computed) |  |  |  |  | 274.3
18.100 | Providing and fixing required Stainless Steel Fitting of press fit design of grade AISI 304 conforming to JWWA G116 standard with V-profile or M-profile and with O-ring sealing gasket of EPDM material of required dia as per direction of Engineer-in-charge. Male Threaded Elbow 90°
18.100.5 | For 34.00 mm outer dia x 25 mm nominal dia threaded
Details of cost for 1 no ¦ Source: CivilDAR_2019_Vol_2.pdf, page 747
Code | Description | Unit | Quantity | Rate (Rs.) | Amount (Rs.) | Note
8930 | Stainless steel Male Threaded Elbow 90° for 34.00 mm outer dia X 25 mm nominal dia threaded | each | 1 | 287
Calculated W - SUM of the Amount column above
W as printed in the DAR |  |  |  |  | 287
Difference (calculated - printed)
SAY (Rs.) - final DAR rate as printed (fixed value, not computed) |  |  |  |  | 384
18.100 | Providing and fixing required Stainless Steel Fitting of press fit design of grade AISI 304 conforming to JWWA G116 standard with V-profile or M-profile and with O-ring sealing gasket of EPDM material of required dia as per direction of Engineer-in-charge. Male Threaded Elbow 90°
18.100.6 | For 34.00 mm outer dia x 32 mm nominal dia threaded
Details of cost for 1 no ¦ Source: CivilDAR_2019_Vol_2.pdf, page 748
Code | Description | Unit | Quantity | Rate (Rs.) | Amount (Rs.) | Note
8931 | Stainless steel Male Threaded Elbow 90° for 34.00 mm outer dia X 32 mm nominal dia threaded | each | 1 | 287
Calculated W - SUM of the Amount column above
W as printed in the DAR |  |  |  |  | 287
Difference (calculated - printed)
SAY (Rs.) - final DAR rate as printed (fixed value, not computed) |  |  |  |  | 384
18.100 | Providing and fixing required Stainless Steel Fitting of press fit design of grade AISI 304 conforming to JWWA G116 standard with V-profile or M-profile and with O-ring sealing gasket of EPDM material of required dia as per direction of Engineer-in-charge. Male Threaded Elbow 90°
18.100.7 | For 42.70 mm outer dia x 32 mm nominal dia threaded
Details of cost for 1 no ¦ Source: CivilDAR_2019_Vol_2.pdf, page 748
Code | Description | Unit | Quantity | Rate (Rs.) | Amount (Rs.) | Note
8932 | Stainless steel Male Threaded Elbow 90° for 42.70 mm outer dia X 32 mm nominal dia threaded | each | 1 | 478
Calculated W - SUM of the Amount column above
W as printed in the DAR |  |  |  |  | 478
Difference (calculated - printed)
SAY (Rs.) - final DAR rate as printed (fixed value, not computed) |  |  |  |  | 639.55
18.100 | Providing and fixing required Stainless Steel Fitting of press fit design of grade AISI 304 conforming to JWWA G116 standard with V-profile or M-profile and with O-ring sealing gasket of EPDM material of required dia as per direction of Engineer-in-charge. Male Threaded Elbow 90°
18.100.8 | For 42.70 mm outer dia x 40 mm nominal dia threaded
Details of cost for 1 no ¦ Source: CivilDAR_2019_Vol_2.pdf, page 748
Code | Description | Unit | Quantity | Rate (Rs.) | Amount (Rs.) | Note
8933 | Stainless steel Male Threaded Elbow 90° for 42.70 mm outer dia X40 mm nominal dia threaded | each | 1 | 478
Calculated W - SUM of the Amount column above
W as printed in the DAR |  |  |  |  | 478
Difference (calculated - printed)
SAY (Rs.) - final DAR rate as printed (fixed value, not computed) |  |  |  |  | 639.55
18.100 | Providing and fixing required Stainless Steel Fitting of press fit design of grade AISI 304 conforming to JWWA G116 standard with V-profile or M-profile and with O-ring sealing gasket of EPDM material of required dia as per direction of Engineer-in-charge. Male Threaded Elbow 90°
18.100.9 | For 48.60 mm outer dia x 40 mm nominal dia threaded
Details of cost for 1 no ¦ Source: CivilDAR_2019_Vol_2.pdf, page 749
Code | Description | Unit | Quantity | Rate (Rs.) | Amount (Rs.) | Note
8934 | Stainless steel Male Threaded Elbow 90° for 48.60 mm outer dia X 40 mm nominal dia threaded | each | 1 | 683
Calculated W - SUM of the Amount column above
W as printed in the DAR |  |  |  |  | 683
Difference (calculated - printed)
SAY (Rs.) - final DAR rate as printed (fixed value, not computed) |  |  |  |  | 913.8
18.100 | Providing and fixing required Stainless Steel Fitting of press fit design of grade AISI 304 conforming to JWWA G116 standard with V-profile or M-profile and with O-ring sealing gasket of EPDM material of required dia as per direction of Engineer-in-charge. Male Threaded Elbow 90°
18.100.10 | For 48.60 mm outer dia x 50 mm nominal dia threaded
Details of cost for 1 no ¦ Source: CivilDAR_2019_Vol_2.pdf, page 749
Code | Description | Unit | Quantity | Rate (Rs.) | Amount (Rs.) | Note
8935 | Stainless steel Male Threaded Elbow 90° for 48.60 mm outer dia X 50 mm nominal dia threaded | each | 1 | 683
Calculated W - SUM of the Amount column above
W as printed in the DAR |  |  |  |  | 683
Difference (calculated - printed)
SAY (Rs.) - final DAR rate as printed (fixed value, not computed) |  |  |  |  | 913.8
18.101 | Providing and fixing required Stainless Steel Fitting of press fit design of grade AISI 304 conforming to JWWA G116 standard with V-profile or M-profile and with O-ring sealing gasket of EPDM material of required dia as per direction of Engineer-in-charge. Cap
18.101.1 | For 15.88 mm outer dia pipe
Details of cost for 1 no ¦ Source: CivilDAR_2019_Vol_2.pdf, page 749
Code | Description | Unit | Quantity | Rate (Rs.) | Amount (Rs.) | Note
8936 | Stainless steel Cap for 15.88 mm outer dia pipe | each | 1 | 45
Calculated W - SUM of the Amount column above
W as printed in the DAR |  |  |  |  | 45
Difference (calculated - printed)
SAY (Rs.) - final DAR rate as printed (fixed value, not computed) |  |  |  |  | 60.2
18.101 | Providing and fixing required Stainless Steel Fitting of press fit design of grade AISI 304 conforming to JWWA G116 standard with V-profile or M-profile and with O-ring sealing gasket of EPDM material of required dia as per direction of Engineer-in-charge. Cap
18.101.2 | For 22.22 mm outer dia pipe
Details of cost for 1 no ¦ Source: CivilDAR_2019_Vol_2.pdf, page 750
Code | Description | Unit | Quantity | Rate (Rs.) | Amount (Rs.) | Note
8937 | Stainless steel Cap for 22.22 mm outer dia pipe | each | 1 | 64
Calculated W - SUM of the Amount column above
W as printed in the DAR |  |  |  |  | 64
Difference (calculated - printed)
SAY (Rs.) - final DAR rate as printed (fixed value, not computed) |  |  |  |  | 85.65
18.101 | Providing and fixing required Stainless Steel Fitting of press fit design of grade AISI 304 conforming to JWWA G116 standard with V-profile or M-profile and with O-ring sealing gasket of EPDM material of required dia as per direction of Engineer-in-charge. Cap
18.101.3 | For 28.58 mm outer dia pipe
Details of cost for 1 no ¦ Source: CivilDAR_2019_Vol_2.pdf, page 750
Code | Description | Unit | Quantity | Rate (Rs.) | Amount (Rs.) | Note
8938 | Stainless steel Cap for 28.58 mm outer dia pipe | each | 1 | 84
Calculated W - SUM of the Amount column above
W as printed in the DAR |  |  |  |  | 84
Difference (calculated - printed)
SAY (Rs.) - final DAR rate as printed (fixed value, not computed) |  |  |  |  | 112.4
18.101 | Providing and fixing required Stainless Steel Fitting of press fit design of grade AISI 304 conforming to JWWA G116 standard with V-profile or M-profile and with O-ring sealing gasket of EPDM material of required dia as per direction of Engineer-in-charge. Cap
18.101.4 | For 34.00 mm outer dia pipe
Details of cost for 1 no ¦ Source: CivilDAR_2019_Vol_2.pdf, page 751
Code | Description | Unit | Quantity | Rate (Rs.) | Amount (Rs.) | Note
8939 | Stainless steel Cap for 34.00 mm outer dia pipe | each | 1 | 163
Calculated W - SUM of the Amount column above
W as printed in the DAR |  |  |  |  | 163
Difference (calculated - printed)
SAY (Rs.) - final DAR rate as printed (fixed value, not computed) |  |  |  |  | 218.1
18.101 | Providing and fixing required Stainless Steel Fitting of press fit design of grade AISI 304 conforming to JWWA G116 standard with V-profile or M-profile and with O-ring sealing gasket of EPDM material of required dia as per direction of Engineer-in-charge. Cap
18.101.5 | For 42.70 mm outer dia pipe
Details of cost for 1 no ¦ Source: CivilDAR_2019_Vol_2.pdf, page 751
Code | Description | Unit | Quantity | Rate (Rs.) | Amount (Rs.) | Note
8940 | Stainless steel Cap for 42.70 mm outer dia pipe | each | 1 | 236
Calculated W - SUM of the Amount column above
W as printed in the DAR |  |  |  |  | 236
Difference (calculated - printed)
SAY (Rs.) - final DAR rate as printed (fixed value, not computed) |  |  |  |  | 315.75
18.101 | Providing and fixing required Stainless Steel Fitting of press fit design of grade AISI 304 conforming to JWWA G116 standard with V-profile or M-profile and with O-ring sealing gasket of EPDM material of required dia as per direction of Engineer-in-charge. Cap
18.101.6 | For 48.60 mm outer dia pipe
Details of cost for 1 no ¦ Source: CivilDAR_2019_Vol_2.pdf, page 751
Code | Description | Unit | Quantity | Rate (Rs.) | Amount (Rs.) | Note
8941 | Stainless steel Cap for 48.60 mm outer dia pipe | each | 1 | 299
Calculated W - SUM of the Amount column above
W as printed in the DAR |  |  |  |  | 299
Difference (calculated - printed)
SAY (Rs.) - final DAR rate as printed (fixed value, not computed) |  |  |  |  | 400.05
18.102 | Providing and fixing required Stainless Steel Fitting of press fit design of grade AISI 304 conforming to JWWA G116 standard with V-profile or M-profile and with O-ring sealing gasket of EPDM material of required dia as per direction of Engineer-in-charge. Pipe Bridge
18.102.1 | For 15.88 mm outer dia pipe
Details of cost for 1 no ¦ Source: CivilDAR_2019_Vol_2.pdf, page 752
Code | Description | Unit | Quantity | Rate (Rs.) | Amount (Rs.) | Note
8942 | Stainless steel Pipe Bridge for 15.88 mm outer dia pipe | each | 1 | 214
Calculated W - SUM of the Amount column above
W as printed in the DAR |  |  |  |  | 214
Difference (calculated - printed)
SAY (Rs.) - final DAR rate as printed (fixed value, not computed) |  |  |  |  | 286.3
18.102 | Providing and fixing required Stainless Steel Fitting of press fit design of grade AISI 304 conforming to JWWA G116 standard with V-profile or M-profile and with O-ring sealing gasket of EPDM material of required dia as per direction of Engineer-in-charge. Pipe Bridge
18.102.2 | For 22.22 mm outer dia pipe
Details of cost for 1 no ¦ Source: CivilDAR_2019_Vol_2.pdf, page 752
Code | Description | Unit | Quantity | Rate (Rs.) | Amount (Rs.) | Note
8943 | Stainless steel Pipe Bridge for 15.88 mm outer dia pipe | each | 1 | 271
Calculated W - SUM of the Amount column above
W as printed in the DAR |  |  |  |  | 271
Difference (calculated - printed)
SAY (Rs.) - final DAR rate as printed (fixed value, not computed) |  |  |  |  | 362.6
18.102 | Providing and fixing required Stainless Steel Fitting of press fit design of grade AISI 304 conforming to JWWA G116 standard with V-profile or M-profile and with O-ring sealing gasket of EPDM material of required dia as per direction of Engineer-in-charge. Pipe Bridge
18.102.3 | For 28.58 mm outer dia pipe
Details of cost for 1 no ¦ Source: CivilDAR_2019_Vol_2.pdf, page 752
Code | Description | Unit | Quantity | Rate (Rs.) | Amount (Rs.) | Note
8944 | Stainless steel Pipe Bridge for 28.58 mm outer dia pipe | each | 1 | 407
Calculated W - SUM of the Amount column above
W as printed in the DAR |  |  |  |  | 407
Difference (calculated - printed)
SAY (Rs.) - final DAR rate as printed (fixed value, not computed) |  |  |  |  | 544.55

## 19_Drainage
SUB-HEAD 19: DRAINAGE
123 priced items. Amount and Calculated W are live Excel formulas (Quantity x Rate, SUM); the printed W and SAY are the DAR's own figures. Edit any Quantity or Rate and the item's calculated W recalculates.
19.1 | Providing, laying and jointing glazed stoneware pipes class SP-1 with stiff mixture of cement mortar in the proportion of 1:1 (1 cement : 1 fine sand) including testing of joints etc. complete :
19.1.1 | 100 mm diameter
Details of cost for 30 metre ¦ Source: CivilDAR_2019_Vol_2.pdf, page 756
Code | Description | Unit | Quantity | Rate (Rs.) | Amount (Rs.) | Note
1854 | Stoneware pipes grade A (60 cm long) 100 mm dia | each | 55 | 55
2224 | Carriage of S.W. pipes 100 mm dia | 100 metre | 0.33 | 138.36
0367 | Portland Cement (OPC-43 grade) | tonne | 0.019 | 4940
2209 | Carriage of Cement | tonne | 0.019 | 92.24
0983 | Fine sand (zone IV) | cum | 0.01 | 900
2261 | Carriage of Fine sand (1 part badarpur sand : 2 parts jamuna sand) | cum | 0.01 | 103.77
1881 | Spun yarn | kilogram | 4.5 | 50
0123 | Mason (brick layer) 1st class | day | 1 | 738
0124 | Mason (brick layer) 2nd class | day | 1 | 679
0114 | Beldar | day | 3 | 558
0101 | Bhisti | day | 1 | 617
Calculated W - SUM of the Amount column above
W as printed in the DAR |  |  |  |  | 7109.31
Difference (calculated - printed)
SAY (Rs.) - final DAR rate as printed (fixed value, not computed) |  |  |  |  | 317.05
19.1 | Providing, laying and jointing glazed stoneware pipes class SP-1 with stiff mixture of cement mortar in the proportion of 1:1 (1 cement : 1 fine sand) including testing of joints etc. complete :
19.1.2 | 150 mm diameter
Details of cost for 30 metre ¦ Source: CivilDAR_2019_Vol_2.pdf, page 756
Code | Description | Unit | Quantity | Rate (Rs.) | Amount (Rs.) | Note
1855 | Stoneware pipes grade A (60 cm long) 150 mm dia | each | 55 | 100
2225 | Carriage of S.W. pipes 150 mm dia | 100 metre | 0.33 | 276.72
0367 | Portland Cement (OPC-43 grade) | tonne | 0.036 | 4940
2209 | Carriage of Cement | tonne | 0.036 | 92.24
0983 | Fine sand (zone IV) | cum | 0.019 | 900
2261 | Carriage of Fine sand (1 part badarpur sand : 2 parts jamuna sand) | cum | 0.019 | 103.77
1881 | Spun yarn | kilogram | 9 | 50
0123 | Mason (brick layer) 1st class | day | 1.5 | 738
0124 | Mason (brick layer) 2nd class | day | 1.5 | 679
0114 | Beldar | day | 4 | 558
0101 | Bhisti | day | 1 | 617
Calculated W - SUM of the Amount column above
W as printed in the DAR |  |  |  |  | 11216.05
Difference (calculated - printed)
SAY (Rs.) - final DAR rate as printed (fixed value, not computed) |  |  |  |  | 500.2
19.1 | Providing, laying and jointing glazed stoneware pipes class SP-1 with stiff mixture of cement mortar in the proportion of 1:1 (1 cement : 1 fine sand) including testing of joints etc. complete :
19.1.3 | 200 mm diameter
Details of cost for 30 metre ¦ Source: CivilDAR_2019_Vol_2.pdf, page 757
Code | Description | Unit | Quantity | Rate (Rs.) | Amount (Rs.) | Note
1856 | Stoneware pipes grade A (60 cm long) 200 mm dia | each | 55 | 200
2226 | Carriage of S.W. pipes 200 mm dia | 100 metre | 0.33 | 461.19
0367 | Portland Cement (OPC-43 grade) | tonne | 0.053 | 4940
2209 | Carriage of Cement | tonne | 0.053 | 92.24
0983 | Fine sand (zone IV) | cum | 0.028 | 900
2261 | Carriage of Fine sand (1 part badarpur sand : 2 parts jamuna sand) | cum | 0.028 | 103.77
1881 | Spun yarn | kilogram | 12 | 50
0123 | Mason (brick layer) 1st class | day | 1.75 | 738
0124 | Mason (brick layer) 2nd class | day | 1.75 | 679
0114 | Beldar | day | 4.5 | 558
0101 | Bhisti | day | 1.25 | 617
Calculated W - SUM of the Amount column above
W as printed in the DAR |  |  |  |  | 17809.01
Difference (calculated - printed)
SAY (Rs.) - final DAR rate as printed (fixed value, not computed) |  |  |  |  | 794.25
19.1 | Providing, laying and jointing glazed stoneware pipes class SP-1 with stiff mixture of cement mortar in the proportion of 1:1 (1 cement : 1 fine sand) including testing of joints etc. complete :
19.1.4 | 250 mm diameter
Details of cost for 30 metre ¦ Source: CivilDAR_2019_Vol_2.pdf, page 758
Code | Description | Unit | Quantity | Rate (Rs.) | Amount (Rs.) | Note
1858 | Stoneware pipes grade A (60 cm long) 250 mm dia | each | 55 | 320
2228 | Carriage of S.W. pipes 250 mm dia | 100 metre | 0.33 | 790.62
0367 | Portland Cement (OPC-43 grade) | tonne | 0.094 | 4940
2209 | Carriage of Cement | tonne | 0.094 | 92.24
0983 | Fine sand (zone IV) | cum | 0.05 | 900
2261 | Carriage of Fine sand (1 part badarpur sand : 2 parts jamuna sand) | cum | 0.05 | 103.77
1881 | Spun yarn | kilogram | 15 | 50
0123 | Mason (brick layer) 1st class | day | 2.25 | 738
0124 | Mason (brick layer) 2nd class | day | 2.25 | 679
0114 | Beldar | day | 5.5 | 558
0101 | Bhisti | day | 1.5 | 617
Calculated W - SUM of the Amount column above
W as printed in the DAR |  |  |  |  | 26316.87
Difference (calculated - printed)
SAY (Rs.) - final DAR rate as printed (fixed value, not computed) |  |  |  |  | 1173.7
19.1 | Providing, laying and jointing glazed stoneware pipes class SP-1 with stiff mixture of cement mortar in the proportion of 1:1 (1 cement : 1 fine sand) including testing of joints etc. complete :
19.1.5 | 300 mm diameter
Details of cost for 30 metre ¦ Source: CivilDAR_2019_Vol_2.pdf, page 758
Code | Description | Unit | Quantity | Rate (Rs.) | Amount (Rs.) | Note
1859 | Stoneware pipes grade A (60 cm long) 300 mm dia | each | 55 | 478
2229 | Carriage of S.W. pipes 300 mm dia | 100 metre | 0.33 | 988.27
0367 | Portland Cement (OPC-43 grade) | tonne | 0.125 | 4940
2209 | Carriage of Cement | tonne | 0.125 | 92.24
0983 | Fine sand (zone IV) | cum | 0.075 | 900
2261 | Carriage of Fine sand (1 part badarpur sand : 2 parts jamuna sand) | cum | 0.075 | 103.77
1881 | Spun yarn | kilogram | 18 | 50
0123 | Mason (brick layer) 1st class | day | 2.5 | 738
0124 | Mason (brick layer) 2nd class | day | 2.5 | 679
0114 | Beldar | day | 6 | 558
0101 | Bhisti | day | 1.5 | 617
Calculated W - SUM of the Amount column above
W as printed in the DAR |  |  |  |  | 36036.44
Difference (calculated - printed)
SAY (Rs.) - final DAR rate as printed (fixed value, not computed) |  |  |  |  | 1607.15
19.2 | Providing and laying cement concrete 1:5:10 (1 cement : 5 coarse sand : 10 graded stone aggregate 40 mm nominal size) all-round S.W. pipes including bed concrete as per standard design :
19.2.1 | 100 mm diameter S.W. pipe
Details of cost for 10 metres ¦ Source: CivilDAR_2019_Vol_2.pdf, page 759
Code | Description | Unit | Quantity | Rate (Rs.) | Amount (Rs.) | Note
4.1.10 | Rate as per item 4.1.10 - Providing and laying in position cement concrete of specified grade excluding the cost of centering and shu... | cum | 1.48 | 5520.3
Calculated W - SUM of the Amount column above
W as printed in the DAR |  |  |  |  | not printed | This item prints no W (rate table or sub-analysis).
SAY (Rs.) - final DAR rate as printed (fixed value, not computed) |  |  |  |  | 817
19.2 | Providing and laying cement concrete 1:5:10 (1 cement : 5 coarse sand : 10 graded stone aggregate 40 mm nominal size) all-round S.W. pipes including bed concrete as per standard design :
19.2.2 | 150 mm diameter S.W. pipe
Details of cost for 10 metres ¦ Source: CivilDAR_2019_Vol_2.pdf, page 760
Code | Description | Unit | Quantity | Rate (Rs.) | Amount (Rs.) | Note
4.1.10 | Rate as per item 4.1.10 - Providing and laying in position cement concrete of specified grade excluding the cost of centering and shu... | cum | 1.81 | 5520.3
Calculated W - SUM of the Amount column above
W as printed in the DAR |  |  |  |  | not printed | This item prints no W (rate table or sub-analysis).
SAY (Rs.) - final DAR rate as printed (fixed value, not computed) |  |  |  |  | 999.15
19.2 | Providing and laying cement concrete 1:5:10 (1 cement : 5 coarse sand : 10 graded stone aggregate 40 mm nominal size) all-round S.W. pipes including bed concrete as per standard design :
19.2.3 | 200 mm diameter S.W. pipe
Details of cost for 10 metres ¦ Source: CivilDAR_2019_Vol_2.pdf, page 760
Code | Description | Unit | Quantity | Rate (Rs.) | Amount (Rs.) | Note
4.1.10 | Rate as per item 4.1.10 - Providing and laying in position cement concrete of specified grade excluding the cost of centering and shu... | cum | 2.11 | 5520.3
Calculated W - SUM of the Amount column above
W as printed in the DAR |  |  |  |  | not printed | This item prints no W (rate table or sub-analysis).
SAY (Rs.) - final DAR rate as printed (fixed value, not computed) |  |  |  |  | 1164.8
19.2 | Providing and laying cement concrete 1:5:10 (1 cement : 5 coarse sand : 10 graded stone aggregate 40 mm nominal size) all-round S.W. pipes including bed concrete as per standard design :
19.2.4 | 250 mm diameter S.W. pipe
Details of cost for 10 metres ¦ Source: CivilDAR_2019_Vol_2.pdf, page 760
Code | Description | Unit | Quantity | Rate (Rs.) | Amount (Rs.) | Note
4.1.10 | Rate as per item 4.1.10 - Providing and laying in position cement concrete of specified grade excluding the cost of centering and shu... | cum | 2.44 | 5520.3
Calculated W - SUM of the Amount column above
W as printed in the DAR |  |  |  |  | not printed | This item prints no W (rate table or sub-analysis).
SAY (Rs.) - final DAR rate as printed (fixed value, not computed) |  |  |  |  | 1346.95
19.3 | Providing and laying cement concrete 1:5:10 (1 cement : 5 coarse sand : 10 graded stone aggregate 40 mm nominal size) up to haunches of S.W. pipes including bed concrete as per standard design :
19.3.1 | 100 mm diameter S.W. pipe
Details of cost for 10 metres ¦ Source: CivilDAR_2019_Vol_2.pdf, page 761
Code | Description | Unit | Quantity | Rate (Rs.) | Amount (Rs.) | Note
4.1.10 | Rate as per item 4.1.10 - Providing and laying in position cement concrete of specified grade excluding the cost of centering and shu... | cum | 0.7034 | 5520.3
Calculated W - SUM of the Amount column above
W as printed in the DAR |  |  |  |  | not printed | This item prints no W (rate table or sub-analysis).
SAY (Rs.) - final DAR rate as printed (fixed value, not computed) |  |  |  |  | 388.3
19.3 | Providing and laying cement concrete 1:5:10 (1 cement : 5 coarse sand : 10 graded stone aggregate 40 mm nominal size) up to haunches of S.W. pipes including bed concrete as per standard design :
19.3.2 | 150 mm diameter S.W. pipe
Details of cost for 10 metres ¦ Source: CivilDAR_2019_Vol_2.pdf, page 762
Code | Description | Unit | Quantity | Rate (Rs.) | Amount (Rs.) | Note
4.1.10 | Rate as per item 4.1.10 - Providing and laying in position cement concrete of specified grade excluding the cost of centering and shu... | cum | 1.14 | 5520.3
Calculated W - SUM of the Amount column above
W as printed in the DAR |  |  |  |  | not printed | This item prints no W (rate table or sub-analysis).
SAY (Rs.) - final DAR rate as printed (fixed value, not computed) |  |  |  |  | 629.3
19.3 | Providing and laying cement concrete 1:5:10 (1 cement : 5 coarse sand : 10 graded stone aggregate 40 mm nominal size) up to haunches of S.W. pipes including bed concrete as per standard design :
19.3.3 | 200 mm diameter S.W. pipe
Details of cost for 10 metres ¦ Source: CivilDAR_2019_Vol_2.pdf, page 762
Code | Description | Unit | Quantity | Rate (Rs.) | Amount (Rs.) | Note
4.1.10 | Rate as per item 4.1.10 - Providing and laying in position cement concrete of specified grade excluding the cost of centering and shu... | cum | 1.34 | 5520.3
Calculated W - SUM of the Amount column above
W as printed in the DAR |  |  |  |  | not printed | This item prints no W (rate table or sub-analysis).
SAY (Rs.) - final DAR rate as printed (fixed value, not computed) |  |  |  |  | 739.7
19.3 | Providing and laying cement concrete 1:5:10 (1 cement : 5 coarse sand : 10 graded stone aggregate 40 mm nominal size) up to haunches of S.W. pipes including bed concrete as per standard design :
19.3.4 | 250 mm diameter S.W. pipe
Details of cost for 10 metres ¦ Source: CivilDAR_2019_Vol_2.pdf, page 763
Code | Description | Unit | Quantity | Rate (Rs.) | Amount (Rs.) | Note
4.1.10 | Rate as per item 4.1.10 - Providing and laying in position cement concrete of specified grade excluding the cost of centering and shu... | cum | 1.56 | 5520.3
Calculated W - SUM of the Amount column above
W as printed in the DAR |  |  |  |  | not printed | This item prints no W (rate table or sub-analysis).
SAY (Rs.) - final DAR rate as printed (fixed value, not computed) |  |  |  |  | 861.15
19.3 | Providing and laying cement concrete 1:5:10 (1 cement : 5 coarse sand : 10 graded stone aggregate 40 mm nominal size) up to haunches of S.W. pipes including bed concrete as per standard design :
19.3.5 | 300 mm diameter S.W. pipe
Details of cost for 10 metres ¦ Source: CivilDAR_2019_Vol_2.pdf, page 764
Code | Description | Unit | Quantity | Rate (Rs.) | Amount (Rs.) | Note
4.1.10 | Rate as per item 4.1.10 - Providing and laying in position cement concrete of specified grade excluding the cost of centering and shu... | cum | 1.8 | 5520.3
Calculated W - SUM of the Amount column above
W as printed in the DAR |  |  |  |  | not printed | This item prints no W (rate table or sub-analysis).
SAY (Rs.) - final DAR rate as printed (fixed value, not computed) |  |  |  |  | 993.65
19.4 | Providing and fixing square-mouth S.W. gully trap class SP-1 complete with C.I. grating brick masonry chamber with water tight C.I. cover with frame of 300 x300 mm size (inside) the weight of cover to be not less than 4.50 kg and frame to be not less than 2.70 kg as per standard design:
19.4.1 | 100x100 mm size P type
19.4.1.1 | With common burnt clay F.P.S. (non modular) bricks of class designation 7.5
Details of cost for 1 gully ¦ Source: CivilDAR_2019_Vol_2.pdf, page 765
Code | Description | Unit | Quantity | Rate (Rs.) | Amount (Rs.) | Note
1900 | S.W. gully trap P type 100x100 mm | each | 1 | 100
1364 | C.I. grating 100x100 mm | each | 1 | 40.22
1352 | C.I. cover and frame 300x300 mm inside | each | 1 | 477
9977 | Carriage of materials | L.S. | 4.5 | 2
4.1.11 | Rate as per item 4.1.11 - Providing and laying in position cement concrete of specified grade excluding the cost of centering and shu... | cum | 0.09 | 5225.15
6.1.1 | Rate as per item 6.1.1 - Brick work with common burnt clay F.P.S. (non modular) bricks of class designation 7.5 in foundation and pl... | cum | 0.13 | 6376.25
4.2.3 | Rate as per item 4.2.3 - Providing and laying cement concrete in retaining walls, return walls, walls (any thickness) including atta... | cum | 0.008 | 8554.5
13.9.1 | Rate as per item 13.9.1 - Cement plaster 1:3 (1 cement: 3 coarse sand) finished with a floating coat of neat cement - 12 mm cement pl... | sqm | 0.29 | 350.15
Calculated W - SUM of the Amount column above
W as printed in the DAR |  |  |  |  | 2095.38
Difference (calculated - printed)
SAY (Rs.) - final DAR rate as printed (fixed value, not computed) |  |  |  |  | 2307
19.4 | Providing and fixing square-mouth S.W. gully trap class SP-1 complete with C.I. grating brick masonry chamber with water tight C.I. cover with frame of 300 x300 mm size (inside) the weight of cover to be not less than 4.50 kg and frame to be not less than 2.70 kg as per standard design:
19.4.1 | 100x100 mm size P type
19.4.1.2 | With Sewer bricks conforming to IS : 4885 Detaila of cost of one gully tarp
Details of cost for 1 nos ¦ Source: CivilDAR_2019_Vol_2.pdf, page 766
Code | Description | Unit | Quantity | Rate (Rs.) | Amount (Rs.) | Note
1900 | S.W. gully trap P type 100x100 mm | each | 1 | 100
1364 | C.I. grating 100x100 mm | each | 1 | 40.22
1352 | C.I. cover and frame 300x300 mm inside | each | 1 | 477
9977 | Carriage of materials | L.S. | 4.5 | 2
4.1.11 | Rate as per item 4.1.11 - Providing and laying in position cement concrete of specified grade excluding the cost of centering and shu... | cum | 0.09 | 5225.15
6.36.1 | Rate as per item 6.36.1 - Brick work with modular extruded brunt fly ash clay sewer bricks (Conforming to IS: 4885 ) in cement mortar... | cum | 0.13 | 6407.35
4.2.3 | Rate as per item 4.2.3 - Providing and laying cement concrete in retaining walls, return walls, walls (any thickness) including atta... | cum | 0.008 | 8554.5
13.9.1 | Rate as per item 13.9.1 - Cement plaster 1:3 (1 cement: 3 coarse sand) finished with a floating coat of neat cement - 12 mm cement pl... | sqm | 0.29 | 350.15
Calculated W - SUM of the Amount column above
W as printed in the DAR |  |  |  |  | 2099.42
Difference (calculated - printed)
SAY (Rs.) - final DAR rate as printed (fixed value, not computed) |  |  |  |  | 2311.05
19.4 | Providing and fixing square-mouth S.W. gully trap class SP-1 complete with C.I. grating brick masonry chamber with water tight C.I. cover with frame of 300 x300 mm size (inside) the weight of cover to be not less than 4.50 kg and frame to be not less than 2.70 kg as per standard design:
19.4.2 | 150 x 100 mm size P type
19.4.2.1 | With common burnt clay F.P.S. (non modular) bricks of class designation 7.5
Details of cost for 1 gully ¦ Source: CivilDAR_2019_Vol_2.pdf, page 767
Code | Description | Unit | Quantity | Rate (Rs.) | Amount (Rs.) | Note
1902 | S.W. gully trap P type 150x100 mm | each | 1 | 130
1366 | C.I. grating 150x150 mm | each | 1 | 54.42
1352 | C.I. cover and frame 300x300 mm inside | each | 1 | 477
9977 | Carriage of materials | L.S. | 4.5 | 2
4.1.11 | Rate as per item 4.1.11 - Providing and laying in position cement concrete of specified grade excluding the cost of centering and shu... | cum | 0.08 | 5225.15
6.1.1 | Rate as per item 6.1.1 - Brick work with common burnt clay F.P.S. (non modular) bricks of class designation 7.5 in foundation and pl... | cum | 0.13 | 6376.25
4.2.3 | Rate as per item 4.2.3 - Providing and laying cement concrete in retaining walls, return walls, walls (any thickness) including atta... | cum | 0.008 | 8554.5
13.9.1 | Rate as per item 13.9.1 - Cement plaster 1:3 (1 cement: 3 coarse sand) finished with a floating coat of neat cement - 12 mm cement pl... | sqm | 0.3 | 350.15
Calculated W - SUM of the Amount column above
W as printed in the DAR |  |  |  |  | 2090.83
Difference (calculated - printed)
SAY (Rs.) - final DAR rate as printed (fixed value, not computed) |  |  |  |  | 2317.4
19.4 | Providing and fixing square-mouth S.W. gully trap class SP-1 complete with C.I. grating brick masonry chamber with water tight C.I. cover with frame of 300 x300 mm size (inside) the weight of cover to be not less than 4.50 kg and frame to be not less than 2.70 kg as per standard design:
19.4.2 | 150 x 100 mm size P type
19.4.2.2 | With sewer bricks conforming to IS : 4885
Details of cost for 1 gully ¦ Source: CivilDAR_2019_Vol_2.pdf, page 768
Code | Description | Unit | Quantity | Rate (Rs.) | Amount (Rs.) | Note
1902 | S.W. gully trap P type 150x100 mm | each | 1 | 130
1366 | C.I. grating 150x150 mm | each | 1 | 54.42
1352 | C.I. cover and frame 300x300 mm inside | each | 1 | 477
9977 | Carriage of materials | L.S. | 4.5 | 2
4.1.11 | Rate as per item 4.1.11 - Providing and laying in position cement concrete of specified grade excluding the cost of centering and shu... | cum | 0.08 | 5225.15
6.36.1 | Rate as per item 6.36.1 - Brick work with modular extruded brunt fly ash clay sewer bricks (Conforming to IS: 4885 ) in cement mortar... | cum | 0.13 | 6407.35
4.2.3 | Rate as per item 4.2.3 - Providing and laying cement concrete in retaining walls, return walls, walls (any thickness) including atta... | cum | 0.008 | 8554.5
13.9.1 | Rate as per item 13.9.1 - Cement plaster 1:3 (1 cement: 3 coarse sand) finished with a floating coat of neat cement - 12 mm cement pl... | sqm | 0.3 | 350.15
Calculated W - SUM of the Amount column above
W as printed in the DAR |  |  |  |  | 2094.87
Difference (calculated - printed)
SAY (Rs.) - final DAR rate as printed (fixed value, not computed) |  |  |  |  | 2321.45
19.4 | Providing and fixing square-mouth S.W. gully trap class SP-1 complete with C.I. grating brick masonry chamber with water tight C.I. cover with frame of 300 x300 mm size (inside) the weight of cover to be not less than 4.50 kg and frame to be not less than 2.70 kg as per standard design:
19.4.3 | 180x150 mm size P type
19.4.3.1 | With common burnt clay F.P.S. (non modular) bricks of class designation 7.5
Details of cost for 1 gully ¦ Source: CivilDAR_2019_Vol_2.pdf, page 769
Code | Description | Unit | Quantity | Rate (Rs.) | Amount (Rs.) | Note
1904 | S.W. gully trap P type 180x150 mm | each | 1 | 225
1367 | C.I. grating 180x180 mm | each | 1 | 65
1352 | C.I. cover and frame 300x300 mm inside | each | 1 | 477
9977 | Carriage of materials | L.S. | 4.5 | 2
4.1.11 | Rate as per item 4.1.11 - Providing and laying in position cement concrete of specified grade excluding the cost of centering and shu... | cum | 0.08 | 5225.15
6.1.1 | Rate as per item 6.1.1 - Brick work with common burnt clay F.P.S. (non modular) bricks of class designation 7.5 in foundation and pl... | cum | 0.13 | 6376.25
4.2.3 | Rate as per item 4.2.3 - Providing and laying cement concrete in retaining walls, return walls, walls (any thickness) including atta... | cum | 0.008 | 8554.5
13.9.1 | Rate as per item 13.9.1 - Cement plaster 1:3 (1 cement: 3 coarse sand) finished with a floating coat of neat cement - 12 mm cement pl... | sqm | 0.16 | 350.15
Calculated W - SUM of the Amount column above
W as printed in the DAR |  |  |  |  | 2147.38
Difference (calculated - printed)
SAY (Rs.) - final DAR rate as printed (fixed value, not computed) |  |  |  |  | 2409.6
19.4 | Providing and fixing square-mouth S.W. gully trap class SP-1 complete with C.I. grating brick masonry chamber with water tight C.I. cover with frame of 300 x300 mm size (inside) the weight of cover to be not less than 4.50 kg and frame to be not less than 2.70 kg as per standard design:
19.4.3 | 180x150 mm size P type
19.4.3.2 | With Sewer bricks conforming to IS : 4885
Details of cost for 1 gully ¦ Source: CivilDAR_2019_Vol_2.pdf, page 770
Code | Description | Unit | Quantity | Rate (Rs.) | Amount (Rs.) | Note
1904 | S.W. gully trap P type 180x150 mm | each | 1 | 225
1367 | C.I. grating 180x180 mm | each | 1 | 65
1352 | C.I. cover and frame 300x300 mm inside | each | 1 | 477
9977 | Carriage of materials | L.S. | 4.5 | 2
4.1.11 | Rate as per item 4.1.11 - Providing and laying in position cement concrete of specified grade excluding the cost of centering and shu... | cum | 0.08 | 5225.15
6.36.1 | Rate as per item 6.36.1 - Brick work with modular extruded brunt fly ash clay sewer bricks (Conforming to IS: 4885 ) in cement mortar... | cum | 0.13 | 6407.35
4.2.3 | Rate as per item 4.2.3 - Providing and laying cement concrete in retaining walls, return walls, walls (any thickness) including atta... | cum | 0.008 | 8554.5
13.9.1 | Rate as per item 13.9.1 - Cement plaster 1:3 (1 cement: 3 coarse sand) finished with a floating coat of neat cement - 12 mm cement pl... | sqm | 0.16 | 350.15
Calculated W - SUM of the Amount column above
W as printed in the DAR |  |  |  |  | 2151.43
Difference (calculated - printed)
SAY (Rs.) - final DAR rate as printed (fixed value, not computed) |  |  |  |  | 2413.65
19.5 | Dismantling of old S.W. pipes including breaking of joints and bed concrete stacking of useful materials near the site within 50 m lead and disposal of unserviceable materials into municipal dumps :
19.5.1 | 100 mm diameter
Details of cost for 10 metres ¦ Source: CivilDAR_2019_Vol_2.pdf, page 771
Code | Description | Unit | Quantity | Rate (Rs.) | Amount (Rs.) | Note
0114 | Beldar | day | 0.49 | 558
0115 | Coolie | day | 0.36 | 558
Calculated W - SUM of the Amount column above
W as printed in the DAR |  |  |  |  | 474.3
Difference (calculated - printed)
SAY (Rs.) - final DAR rate as printed (fixed value, not computed) |  |  |  |  | 63.45
19.5 | Dismantling of old S.W. pipes including breaking of joints and bed concrete stacking of useful materials near the site within 50 m lead and disposal of unserviceable materials into municipal dumps :
19.5.2 | 150 mm diameter
Details of cost for 10 metres ¦ Source: CivilDAR_2019_Vol_2.pdf, page 771
Code | Description | Unit | Quantity | Rate (Rs.) | Amount (Rs.) | Note
0114 | Beldar | day | 0.49 | 558
0115 | Coolie | day | 0.45 | 558
Calculated W - SUM of the Amount column above
W as printed in the DAR |  |  |  |  | 524.52
Difference (calculated - printed)
SAY (Rs.) - final DAR rate as printed (fixed value, not computed) |  |  |  |  | 70.2
19.5 | Dismantling of old S.W. pipes including breaking of joints and bed concrete stacking of useful materials near the site within 50 m lead and disposal of unserviceable materials into municipal dumps :
19.5.3 | 200 mm diameter
Details of cost for 10 metres ¦ Source: CivilDAR_2019_Vol_2.pdf, page 771
Code | Description | Unit | Quantity | Rate (Rs.) | Amount (Rs.) | Note
0114 | Beldar | day | 0.49 | 558
0115 | Coolie | day | 0.51 | 558
Calculated W - SUM of the Amount column above
W as printed in the DAR |  |  |  |  | 558
Difference (calculated - printed)
SAY (Rs.) - final DAR rate as printed (fixed value, not computed) |  |  |  |  | 74.65
19.5 | Dismantling of old S.W. pipes including breaking of joints and bed concrete stacking of useful materials near the site within 50 m lead and disposal of unserviceable materials into municipal dumps :
19.5.4 | 250 mm diameter
Details of cost for 10 metres ¦ Source: CivilDAR_2019_Vol_2.pdf, page 772
Code | Description | Unit | Quantity | Rate (Rs.) | Amount (Rs.) | Note
0114 | Beldar | day | 0.49 | 558
0115 | Coolie | day | 0.57 | 558
Calculated W - SUM of the Amount column above
W as printed in the DAR |  |  |  |  | 591.48
Difference (calculated - printed)
SAY (Rs.) - final DAR rate as printed (fixed value, not computed) |  |  |  |  | 79.15
19.5 | Dismantling of old S.W. pipes including breaking of joints and bed concrete stacking of useful materials near the site within 50 m lead and disposal of unserviceable materials into municipal dumps :
19.5.5 | 300 mm diameter
Details of cost for 10 metres ¦ Source: CivilDAR_2019_Vol_2.pdf, page 772
Code | Description | Unit | Quantity | Rate (Rs.) | Amount (Rs.) | Note
0114 | Beldar | day | 0.49 | 558
0115 | Coolie | day | 0.63 | 558
Calculated W - SUM of the Amount column above
W as printed in the DAR |  |  |  |  | 624.96
Difference (calculated - printed)
SAY (Rs.) - final DAR rate as printed (fixed value, not computed) |  |  |  |  | 83.6
19.5 | Dismantling of old S.W. pipes including breaking of joints and bed concrete stacking of useful materials near the site within 50 m lead and disposal of unserviceable materials into municipal dumps :
19.5.6 | 350 mm diameter
Details of cost for 10 metres ¦ Source: CivilDAR_2019_Vol_2.pdf, page 773
Code | Description | Unit | Quantity | Rate (Rs.) | Amount (Rs.) | Note
0114 | Beldar | day | 0.6 | 558
0115 | Coolie | day | 0.69 | 558
Calculated W - SUM of the Amount column above
W as printed in the DAR |  |  |  |  | 719.82
Difference (calculated - printed)
SAY (Rs.) - final DAR rate as printed (fixed value, not computed) |  |  |  |  | 96.3
19.5 | Dismantling of old S.W. pipes including breaking of joints and bed concrete stacking of useful materials near the site within 50 m lead and disposal of unserviceable materials into municipal dumps :
19.5.7 | 400 mm diameter
Details of cost for 10 metres ¦ Source: CivilDAR_2019_Vol_2.pdf, page 773
Code | Description | Unit | Quantity | Rate (Rs.) | Amount (Rs.) | Note
0114 | Beldar | day | 0.66 | 558
0115 | Coolie | day | 0.75 | 558
Calculated W - SUM of the Amount column above
W as printed in the DAR |  |  |  |  | 786.78
Difference (calculated - printed)
SAY (Rs.) - final DAR rate as printed (fixed value, not computed) |  |  |  |  | 105.25
19.5 | Dismantling of old S.W. pipes including breaking of joints and bed concrete stacking of useful materials near the site within 50 m lead and disposal of unserviceable materials into municipal dumps :
19.5.8 | 450 mm diameter
Details of cost for 10 metres ¦ Source: CivilDAR_2019_Vol_2.pdf, page 774
Code | Description | Unit | Quantity | Rate (Rs.) | Amount (Rs.) | Note
0114 | Beldar | day | 0.66 | 558
0115 | Coolie | day | 0.81 | 558
Calculated W - SUM of the Amount column above
W as printed in the DAR |  |  |  |  | 820.26
Difference (calculated - printed)
SAY (Rs.) - final DAR rate as printed (fixed value, not computed) |  |  |  |  | 109.75
19.6 | Providing and laying non-pressure NP2 class (light duty) R.C.C. pipes with collars jointed with stiff mixture of cement mortar in the proportion of 1:2 (1 cement : 2 fine sand) including testing of joints etc. complete :
19.6.1 | 100 mm dia. R.C.C. pipe
Details of cost for 10 metres ¦ Source: CivilDAR_2019_Vol_2.pdf, page 774
Code | Description | Unit | Quantity | Rate (Rs.) | Amount (Rs.) | Note
1700 | R.C.C. pipes NP2 class 100 mm dia | metre | 10 | 200
1714 | R.C.C. collars NP2 class 100 mm dia | each | 5 | 30
2275 | Carriage of R.C.C. pipes 100 mm dia | 100 metre | 0.1 | 226.82
0367 | Portland Cement (OPC-43 grade) | tonne | 0.005 | 4940
2209 | Carriage of Cement | tonne | 0.005 | 92.24
0983 | Fine sand (zone IV) | cum | 0.006 | 900
2261 | Carriage of Fine sand (1 part badarpur sand : 2 parts jamuna sand) | cum | 0.006 | 103.77
0123 | Mason (brick layer) 1st class | day | 0.32 | 738
0124 | Mason (brick layer) 2nd class | day | 0.32 | 679
0114 | Beldar | day | 0.63 | 558
0101 | Bhisti | day | 0.16 | 617
Calculated W - SUM of the Amount column above
W as printed in the DAR |  |  |  |  | 3107.57
Difference (calculated - printed)
SAY (Rs.) - final DAR rate as printed (fixed value, not computed) |  |  |  |  | 415.75
19.6 | Providing and laying non-pressure NP2 class (light duty) R.C.C. pipes with collars jointed with stiff mixture of cement mortar in the proportion of 1:2 (1 cement : 2 fine sand) including testing of joints etc. complete :
19.6.2 | 150 mm dia. R.C.C. pipe
Details of cost for 10 metres ¦ Source: CivilDAR_2019_Vol_2.pdf, page 775
Code | Description | Unit | Quantity | Rate (Rs.) | Amount (Rs.) | Note
1701 | R.C.C. pipes NP2 class 150 mm dia | metre | 10 | 212
1715 | R.C.C. collars NP2 class 150 mm dia | each | 5 | 35
2281 | Carriage of R.C.C. pipes 150 mm dia | 100 metre | 0.1 | 378.03
0367 | Portland Cement (OPC-43 grade) | tonne | 0.006 | 4940
2209 | Carriage of Cement | tonne | 0.006 | 92.24
0983 | Fine sand (zone IV) | cum | 0.008 | 900
2261 | Carriage of Fine sand (1 part badarpur sand : 2 parts jamuna sand) | cum | 0.008 | 103.77
0123 | Mason (brick layer) 1st class | day | 0.39 | 738
0124 | Mason (brick layer) 2nd class | day | 0.39 | 679
0114 | Beldar | day | 0.78 | 558
0101 | Bhisti | day | 0.16 | 617
Calculated W - SUM of the Amount column above
W as printed in the DAR |  |  |  |  | 3457.62
Difference (calculated - printed)
SAY (Rs.) - final DAR rate as printed (fixed value, not computed) |  |  |  |  | 462.6
19.6 | Providing and laying non-pressure NP2 class (light duty) R.C.C. pipes with collars jointed with stiff mixture of cement mortar in the proportion of 1:2 (1 cement : 2 fine sand) including testing of joints etc. complete :
19.6.3 | 250 mm dia. R.C.C. pipe
Details of cost for 10 metres ¦ Source: CivilDAR_2019_Vol_2.pdf, page 775
Code | Description | Unit | Quantity | Rate (Rs.) | Amount (Rs.) | Note
1702 | R.C.C. pipes NP2 class 250 mm dia | metre | 10 | 350
1716 | R.C.C. collars NP2 class 250 mm dia | each | 5 | 50
2287 | Carriage of R.C.C. pipes 250 mm dia | 100 metre | 0.1 | 873.84
0367 | Portland Cement (OPC-43 grade) | tonne | 0.009 | 4940
2209 | Carriage of Cement | tonne | 0.009 | 92.24
0983 | Fine sand (zone IV) | cum | 0.012 | 900
2261 | Carriage of Fine sand (1 part badarpur sand : 2 parts jamuna sand) | cum | 0.012 | 103.77
0123 | Mason (brick layer) 1st class | day | 0.54 | 738
0124 | Mason (brick layer) 2nd class | day | 0.54 | 679
0114 | Beldar | day | 1.5 | 558
0101 | Bhisti | day | 0.23 | 617
Calculated W - SUM of the Amount column above
W as printed in the DAR |  |  |  |  | 5638.81
Difference (calculated - printed)
SAY (Rs.) - final DAR rate as printed (fixed value, not computed) |  |  |  |  | 754.45
19.6 | Providing and laying non-pressure NP2 class (light duty) R.C.C. pipes with collars jointed with stiff mixture of cement mortar in the proportion of 1:2 (1 cement : 2 fine sand) including testing of joints etc. complete :
19.6.4 | 300 mm dia. R.C.C. pipe
Details of cost for 10 metres ¦ Source: CivilDAR_2019_Vol_2.pdf, page 776
Code | Description | Unit | Quantity | Rate (Rs.) | Amount (Rs.) | Note
1703 | R.C.C. pipes NP2 class 300 mm dia | metre | 10 | 445
1717 | R.C.C. collars NP2 class 300 mm dia | each | 4 | 55
2290 | Carriage of R.C.C. pipes 300 mm dia | 100 metre | 0.1 | 1080.08
0367 | Portland Cement (OPC-43 grade) | tonne | 0.011 | 4940
2209 | Carriage of Cement | tonne | 0.011 | 92.24
0983 | Fine sand (zone IV) | cum | 0.015 | 900
2261 | Carriage of Fine sand (1 part badarpur sand : 2 parts jamuna sand) | cum | 0.015 | 103.77
0123 | Mason (brick layer) 1st class | day | 0.59 | 738
0124 | Mason (brick layer) 2nd class | day | 0.59 | 679
0114 | Beldar | day | 1.16 | 558
0101 | Bhisti | day | 0.2 | 617
Calculated W - SUM of the Amount column above
W as printed in the DAR |  |  |  |  | 6455.13
Difference (calculated - printed)
SAY (Rs.) - final DAR rate as printed (fixed value, not computed) |  |  |  |  | 863.65
19.6 | Providing and laying non-pressure NP2 class (light duty) R.C.C. pipes with collars jointed with stiff mixture of cement mortar in the proportion of 1:2 (1 cement : 2 fine sand) including testing of joints etc. complete :
19.6.5 | 450 mm dia. R.C.C. pipe
Details of cost for 10 metres ¦ Source: CivilDAR_2019_Vol_2.pdf, page 777
Code | Description | Unit | Quantity | Rate (Rs.) | Amount (Rs.) | Note
1704 | R.C.C. pipes NP2 class 450 mm dia | metre | 10 | 750
1718 | R.C.C. collars NP2 class 450 mm dia | each | 4 | 100
2299 | Carriage of R.C.C. pipes 450 & 500 mm dia | 100 metre | 0.1 | 2520.19
0367 | Portland Cement (OPC-43 grade) | tonne | 0.024 | 4940
2209 | Carriage of Cement | tonne | 0.024 | 92.24
0983 | Fine sand (zone IV) | cum | 0.033 | 900
2261 | Carriage of Fine sand (1 part badarpur sand : 2 parts jamuna sand) | cum | 0.033 | 103.77
0123 | Mason (brick layer) 1st class | day | 0.75 | 738
0124 | Mason (brick layer) 2nd class | day | 0.75 | 679
0114 | Beldar | day | 1.5 | 558
0101 | Bhisti | day | 0.33 | 617
Calculated W - SUM of the Amount column above
W as printed in the DAR |  |  |  |  | 10409.28
Difference (calculated - printed)
SAY (Rs.) - final DAR rate as printed (fixed value, not computed) |  |  |  |  | 1392.7
19.6 | Providing and laying non-pressure NP2 class (light duty) R.C.C. pipes with collars jointed with stiff mixture of cement mortar in the proportion of 1:2 (1 cement : 2 fine sand) including testing of joints etc. complete :
19.6.6 | 500 mm dia. R.C.C. pipe
Details of cost for 10 metres ¦ Source: CivilDAR_2019_Vol_2.pdf, page 777
Code | Description | Unit | Quantity | Rate (Rs.) | Amount (Rs.) | Note
1705 | R.C.C. pipes NP2 class 500 mm dia | metre | 10 | 925
1719 | R.C.C. collars NP2 class 500 mm dia | each | 4 | 115
2299 | Carriage of R.C.C. pipes 450 & 500 mm dia | 100 metre | 0.1 | 2520.19
0367 | Portland Cement (OPC-43 grade) | tonne | 0.026 | 4940
2209 | Carriage of Cement | tonne | 0.026 | 92.24
0983 | Fine sand (zone IV) | cum | 0.036 | 900
2261 | Carriage of Fine sand (1 part badarpur sand : 2 parts jamuna sand) | cum | 0.036 | 103.77
0123 | Mason (brick layer) 1st class | day | 0.81 | 738
0124 | Mason (brick layer) 2nd class | day | 0.81 | 679
0114 | Beldar | day | 1.62 | 558
0101 | Bhisti | day | 0.33 | 617
Calculated W - SUM of the Amount column above
W as printed in the DAR |  |  |  |  | 12384.33
Difference (calculated - printed)
SAY (Rs.) - final DAR rate as printed (fixed value, not computed) |  |  |  |  | 1656.95
19.6 | Providing and laying non-pressure NP2 class (light duty) R.C.C. pipes with collars jointed with stiff mixture of cement mortar in the proportion of 1:2 (1 cement : 2 fine sand) including testing of joints etc. complete :
19.6.7 | 600 mm dia. R.C.C. pipe
Details of cost for 10 metres ¦ Source: CivilDAR_2019_Vol_2.pdf, page 778
Code | Description | Unit | Quantity | Rate (Rs.) | Amount (Rs.) | Note
1706 | R.C.C. pipes NP2 class 600 mm dia (in 2.5 m. length = 4 Nos.) | metre | 10 | 1100
1720 | R.C.C. collars NP2 class 600 mm dia 4 Nos. | each | 4 | 140
2303 | Carriage of R.C.C. pipes 600, 700, 750 & 800 mm dia | 100 metre | 0.1 | 3780.28
0367 | Portland Cement (OPC-43 grade) | tonne | 0.032 | 4940
2209 | Carriage of Cement | tonne | 0.032 | 92.24
0983 | Fine sand (zone IV) | cum | 0.043 | 900
2261 | Carriage of Fine sand (1 part badarpur sand : 2 parts jamuna sand) | cum | 0.043 | 103.77
0123 | Mason (brick layer) 1st class | day | 0.92 | 738
0124 | Mason (brick layer) 2nd class | day | 0.92 | 679
0114 | Beldar | day | 1.83 | 558
0101 | Bhisti | day | 0.33 | 617
Calculated W - SUM of the Amount column above
W as printed in the DAR |  |  |  |  | 14670.61
Difference (calculated - printed)
SAY (Rs.) - final DAR rate as printed (fixed value, not computed) |  |  |  |  | 1948.35
19.6 | Providing and laying non-pressure NP2 class (light duty) R.C.C. pipes with collars jointed with stiff mixture of cement mortar in the proportion of 1:2 (1 cement : 2 fine sand) including testing of joints etc. complete :
19.6.8 | 700 mm dia. R.C.C. pipe
Details of cost for 10 metres ¦ Source: CivilDAR_2019_Vol_2.pdf, page 779
Code | Description | Unit | Quantity | Rate (Rs.) | Amount (Rs.) | Note
1707 | R.C.C. pipes NP2 class 700 mm dia | metre | 10 | 1485
1721 | R.C.C. collars NP2 class 700 mm dia | each | 4 | 150
2303 | Carriage of R.C.C. pipes 600, 700, 750 & 800 mm dia | 100 metre | 0.1 | 3780.28
0367 | Portland Cement (OPC-43 grade) | tonne | 0.037 | 4940
2209 | Carriage of Cement | tonne | 0.037 | 92.24
0983 | Fine sand (zone IV) | cum | 0.05 | 900
2261 | Carriage of Fine sand (1 part badarpur sand : 2 parts jamuna sand) | cum | 0.05 | 103.77
0123 | Mason (brick layer) 1st class | day | 1.03 | 738
0124 | Mason (brick layer) 2nd class | day | 1.03 | 679
0114 | Beldar | day | 2.06 | 558
0101 | Bhisti | day | 0.42 | 617
Calculated W - SUM of the Amount column above
W as printed in the DAR |  |  |  |  | 18932.54
Difference (calculated - printed)
SAY (Rs.) - final DAR rate as printed (fixed value, not computed) |  |  |  |  | 2533.05
19.6 | Providing and laying non-pressure NP2 class (light duty) R.C.C. pipes with collars jointed with stiff mixture of cement mortar in the proportion of 1:2 (1 cement : 2 fine sand) including testing of joints etc. complete :
19.6.9 | 800 mm dia. R.C.C. pipe
Details of cost for 10 metres ¦ Source: CivilDAR_2019_Vol_2.pdf, page 779
Code | Description | Unit | Quantity | Rate (Rs.) | Amount (Rs.) | Note
1709 | R.C.C. pipes NP2 class 800 mm dia | metre | 10 | 1800
1723 | R.C.C. collars NP2 class 800 mm dia | each | 4 | 200
2303 | Carriage of R.C.C. pipes 600, 700, 750 & 800 mm dia | 100 metre | 0.1 | 3780.28
0367 | Portland Cement (OPC-43 grade) | tonne | 0.042 | 4940
2209 | Carriage of Cement | tonne | 0.042 | 92.24
0983 | Fine sand (zone IV) | cum | 0.057 | 900
2261 | Carriage of Fine sand (1 part badarpur sand : 2 parts jamuna sand) | cum | 0.057 | 103.77
0123 | Mason (brick layer) 1st class | day | 1.14 | 738
0124 | Mason (brick layer) 2nd class | day | 1.14 | 679
0114 | Beldar | day | 2.28 | 558
0101 | Bhisti | day | 0.42 | 617
Calculated W - SUM of the Amount column above
W as printed in the DAR |  |  |  |  | 22593.36
Difference (calculated - printed)
SAY (Rs.) - final DAR rate as printed (fixed value, not computed) |  |  |  |  | 3022.85
19.6 | Providing and laying non-pressure NP2 class (light duty) R.C.C. pipes with collars jointed with stiff mixture of cement mortar in the proportion of 1:2 (1 cement : 2 fine sand) including testing of joints etc. complete :
19.6.10 | 900 mm dia. R.C.C. pipe
Details of cost for 10 metres ¦ Source: CivilDAR_2019_Vol_2.pdf, page 780
Code | Description | Unit | Quantity | Rate (Rs.) | Amount (Rs.) | Note
1710 | R.C.C. pipes NP2 class 900 mm dia | metre | 10 | 2500
1724 | R.C.C. collars NP2 class 900 mm dia | each | 4 | 235
2331 | Carriage of R.C.C. pipes 900 mm dia | 100 metre | 0.1 | 5670.42
0367 | Portland Cement (OPC-43 grade) | tonne | 0.049 | 4940
2209 | Carriage of Cement | tonne | 0.049 | 92.24
0983 | Fine sand (zone IV) | cum | 0.066 | 900
2261 | Carriage of Fine sand (1 part badarpur sand : 2 parts jamuna sand) | cum | 0.066 | 103.77
0123 | Mason (brick layer) 1st class | day | 1.25 | 738
0124 | Mason (brick layer) 2nd class | day | 1.25 | 679
0114 | Beldar | day | 3 | 558
0101 | Bhisti | day | 0.5 | 617
Calculated W - SUM of the Amount column above
W as printed in the DAR |  |  |  |  | 30573.62
Difference (calculated - printed)
SAY (Rs.) - final DAR rate as printed (fixed value, not computed) |  |  |  |  | 4090.55
19.6 | Providing and laying non-pressure NP2 class (light duty) R.C.C. pipes with collars jointed with stiff mixture of cement mortar in the proportion of 1:2 (1 cement : 2 fine sand) including testing of joints etc. complete :
19.6.11 | 1000 mm dia. R.C.C. pipe
Details of cost for 10 metres ¦ Source: CivilDAR_2019_Vol_2.pdf, page 781
Code | Description | Unit | Quantity | Rate (Rs.) | Amount (Rs.) | Note
1711 | R.C.C. pipes NP2 class 1000 mm dia | metre | 10 | 2900
1725 | R.C.C. collars NP2 class 1000 mm dia | each | 4 | 280
2332 | Carriage of R.C.C. pipes 1000 mm dia | 100 metre | 0.1 | 7560.57
0367 | Portland Cement (OPC-43 grade) | tonne | 0.055 | 4940
2209 | Carriage of Cement | tonne | 0.055 | 92.24
0983 | Fine sand (zone IV) | cum | 0.074 | 900
2261 | Carriage of Fine sand (1 part badarpur sand : 2 parts jamuna sand) | cum | 0.074 | 103.77
0123 | Mason (brick layer) 1st class | day | 1.36 | 738
0124 | Mason (brick layer) 2nd class | day | 1.36 | 679
0114 | Beldar | day | 4.33 | 558
0101 | Bhisti | day | 0.5 | 617
Calculated W - SUM of the Amount column above
W as printed in the DAR |  |  |  |  | 35878.87
Difference (calculated - printed)
SAY (Rs.) - final DAR rate as printed (fixed value, not computed) |  |  |  |  | 4800.35
19.6 | Providing and laying non-pressure NP2 class (light duty) R.C.C. pipes with collars jointed with stiff mixture of cement mortar in the proportion of 1:2 (1 cement : 2 fine sand) including testing of joints etc. complete :
19.6.12 | 1100 mm dia. R.C.C. pipe
Details of cost for 10 metress ¦ Source: CivilDAR_2019_Vol_2.pdf, page 781
Code | Description | Unit | Quantity | Rate (Rs.) | Amount (Rs.) | Note
1712 | R.C.C. pipes NP2 class 1100 mm dia | metre | 10 | 3200
1726 | R.C.C. collars NP2 class 1100 mm dia | each | 4 | 300
2333 | Carriage of R.C.C. pipes 1100 mm dia | 100 metre | 0.1 | 7560.57
0367 | Portland Cement (OPC-43 grade) | tonne | 0.061 | 4940
2209 | Carriage of Cement | tonne | 0.061 | 92.24
0983 | Fine sand (zone IV) | cum | 0.082 | 900
2261 | Carriage of Fine sand (1 part badarpur sand : 2 parts jamuna sand) | cum | 0.082 | 103.77
0123 | Mason (brick layer) 1st class | day | 1.47 | 738
0124 | Mason (brick layer) 2nd class | day | 1.47 | 679
0114 | Beldar | day | 6.3 | 558
0101 | Bhisti | day | 0.6 | 617
Calculated W - SUM of the Amount column above
W as printed in the DAR |  |  |  |  | 40313.92
Difference (calculated - printed)
SAY (Rs.) - final DAR rate as printed (fixed value, not computed) |  |  |  |  | 5393.75
19.6 | Providing and laying non-pressure NP2 class (light duty) R.C.C. pipes with collars jointed with stiff mixture of cement mortar in the proportion of 1:2 (1 cement : 2 fine sand) including testing of joints etc. complete :
19.6.13 | 1200 mm dia. R.C.C. pipe
Details of cost for 10 metres ¦ Source: CivilDAR_2019_Vol_2.pdf, page 782
Code | Description | Unit | Quantity | Rate (Rs.) | Amount (Rs.) | Note
1713 | R.C.C. pipes NP2 class 1200 mm dia | metre | 10 | 3510
1727 | R.C.C. collars NP2 class 1200 mm dia | each | 4 | 350
2334 | Carriage of R.C.C. pipes 1200 mm dia | 100 metre | 0.1 | 7560.57
0367 | Portland Cement (OPC-43 grade) | tonne | 0.068 | 4940
2209 | Carriage of Cement | tonne | 0.068 | 92.24
0983 | Fine sand (zone IV) | cum | 0.092 | 900
2261 | Carriage of Fine sand (1 part badarpur sand : 2 parts jamuna sand) | cum | 0.092 | 103.77
0123 | Mason (brick layer) 1st class | day | 1.59 | 738
0124 | Mason (brick layer) 2nd class | day | 1.59 | 679
0114 | Beldar | day | 8.67 | 558
0101 | Bhisti | day | 0.67 | 617
Calculated W - SUM of the Amount column above
W as printed in the DAR |  |  |  |  | 45194.88
Difference (calculated - printed)
SAY (Rs.) - final DAR rate as printed (fixed value, not computed) |  |  |  |  | 6046.8
19.7 | Constructing brick masonry manhole in cement mortar 1:4 ( 1 cement : 4 coarse sand ) with R.C.C. top slab with 1:1.5:3 mix (1 cement : 1.5 coarse sand (zone- III) : 3 graded stone aggregate 20 mm nominal size), foundation concrete 1:4:8 mix (1 cement : 4 coarse sand : 8 graded stone aggregate 40 mm nominal size), inside plastering 12 mm thick with cement mortar 1:3 (1 cement : 3 coarse sand) finished with floating coat of neat cement and making channels in cement concrete 1:2:4 (1 cement : 2 coarse sand : 4 graded stone aggregate 20 mm nominal size) finished with a floating coat of neat cement complete as per standard design :
19.7.1 | Inside size 90x80 cm and 45 cm deep including C.I. cover with frame (light duty) 455x610 mm internal dimensions, total weight of cover and frame to be not less than 38 kg (weight of cover 23 kg and weight of frame 15 kg) :
19.7.1.1 | With common burnt clay F.P.S. (non modular) bricks of class designation 7.5
Details of cost for 1 manhole ¦ Source: CivilDAR_2019_Vol_2.pdf, page 783
Code | Description | Unit | Quantity | Rate (Rs.) | Amount (Rs.) | Note
4.1.8 | Rate as per item 4.1.8 - Providing and laying in position cement concrete of specified grade excluding the cost of centering and shu... | cum | 0.43 | 5789.6
6.1.1 | Rate as per item 6.1.1 - Brick work with common burnt clay F.P.S. (non modular) bricks of class designation 7.5 in foundation and pl... | cum | 0.34 | 6376.25
4.1.3 | Rate as per item 4.1.3 - Providing and laying in position cement concrete of specified grade excluding the cost of centering and shu... | cum | 0.16 | 6788.6
13.9.1 | Rate as per item 13.9.1 - Cement plaster 1:3 (1 cement: 3 coarse sand) finished with a floating coat of neat cement - 12 mm cement pl... | sqm | 0.25 | 350.15
5.3 | Rate as per item 5.3 - Reinforced cement concrete work in beams, suspended floors, roofs having slope up to 15° landings, balconie... | cum | 0.22 | 9763.8
0115 | Coolie | day | -0.41 | 558
5.22.1 | Rate as per item 5.22.1 - Steel reinforcement for R.C.C. work including straightening, cutting, bending, placing in position and bind... | kg | 10.57 | 82.1
5.9.3 | Rate as per item 5.9.3 - Centering and shuttering including strutting, propping etc. and removal of form for - Suspended floors, roo... | sqm | 0.44 | 693.05
0123 | Mason (brick layer) 1st class | day | 0.06 | 738
0124 | Mason (brick layer) 2nd class | day | 0.06 | 679
1354 | Rectangular cover 455x610 mm with frame (low duty) | each | 1 | 1400
9977 | Carriage of C.I. cover & frame | L.S. | 6.76 | 2
9999 | Painting of C.I. cover & frame with coal tar | L.S. | 6.76 | 2
9999 | Sundries | L.S. | 13.52 | 2
Calculated W - SUM of the Amount column above
W as printed in the DAR |  |  |  |  | 10462.26
Difference (calculated - printed)
SAY (Rs.) - final DAR rate as printed (fixed value, not computed) |  |  |  |  | 10905.05
19.7 | Constructing brick masonry manhole in cement mortar 1:4 ( 1 cement : 4 coarse sand ) with R.C.C. top slab with 1:1.5:3 mix (1 cement : 1.5 coarse sand (zone- III) : 3 graded stone aggregate 20 mm nominal size), foundation concrete 1:4:8 mix (1 cement : 4 coarse sand : 8 graded stone aggregate 40 mm nominal size), inside plastering 12 mm thick with cement mortar 1:3 (1 cement : 3 coarse sand) finished with floating coat of neat cement and making channels in cement concrete 1:2:4 (1 cement : 2 coarse sand : 4 graded stone aggregate 20 mm nominal size) finished with a floating coat of neat cement complete as per standard design :
19.7.1 | Inside size 90x80 cm and 45 cm deep including C.I. cover with frame (light duty) 455x610 mm internal dimensions, total weight of cover and frame to be not less than 38 kg (weight of cover 23 kg and weight of frame 15 kg) :
19.7.1.2 | With Sewer bricks conforming to IS : 4885
Details of cost for 1 manhole ¦ Source: CivilDAR_2019_Vol_2.pdf, page 784
Code | Description | Unit | Quantity | Rate (Rs.) | Amount (Rs.) | Note
4.1.8 | Rate as per item 4.1.8 - Providing and laying in position cement concrete of specified grade excluding the cost of centering and shu... | cum | 0.43 | 5789.6
6.36.1 | Rate as per item 6.36.1 - Brick work with modular extruded brunt fly ash clay sewer bricks (Conforming to IS: 4885 ) in cement mortar... | cum | 0.34 | 6407.35
4.1.3 | Rate as per item 4.1.3 - Providing and laying in position cement concrete of specified grade excluding the cost of centering and shu... | cum | 0.16 | 6788.6
13.9.1 | Rate as per item 13.9.1 - Cement plaster 1:3 (1 cement: 3 coarse sand) finished with a floating coat of neat cement - 12 mm cement pl... | sqm | 0.25 | 350.15
5.3 | Rate as per item 5.3 - Reinforced cement concrete work in beams, suspended floors, roofs having slope up to 15° landings, balconie... | cum | 0.22 | 9763.8
0115 | Coolie | day | -0.41 | 558
5.22.1 | Rate as per item 5.22.1 - Steel reinforcement for R.C.C. work including straightening, cutting, bending, placing in position and bind... | kg | 10.57 | 82.1
5.9.3 | Rate as per item 5.9.3 - Centering and shuttering including strutting, propping etc. and removal of form for - Suspended floors, roo... | sqm | 0.44 | 693.05
0123 | Mason (brick layer) 1st class | day | 0.06 | 738
0124 | Mason (brick layer) 2nd class | day | 0.06 | 679
1354 | Rectangular cover 455x610 mm with frame (low duty) | each | 1 | 1400
9977 | Carriage of C.I. cover & frame | L.S. | 6.76 | 2
9999 | Painting of C.I. cover & frame with coal tar | L.S. | 6.76 | 2
9999 | Sundries | L.S. | 13.52 | 2
Calculated W - SUM of the Amount column above
W as printed in the DAR |  |  |  |  | 10472.84
Difference (calculated - printed)
SAY (Rs.) - final DAR rate as printed (fixed value, not computed) |  |  |  |  | 10915.65
19.7 | Constructing brick masonry manhole in cement mortar 1:4 ( 1 cement : 4 coarse sand ) with R.C.C. top slab with 1:1.5:3 mix (1 cement : 1.5 coarse sand (zone- III) : 3 graded stone aggregate 20 mm nominal size), foundation concrete 1:4:8 mix (1 cement : 4 coarse sand : 8 graded stone aggregate 40 mm nominal size), inside plastering 12 mm thick with cement mortar 1:3 (1 cement : 3 coarse sand) finished with floating coat of neat cement and making channels in cement concrete 1:2:4 (1 cement : 2 coarse sand : 4 graded stone aggregate 20 mm nominal size) finished with a floating coat of neat cement complete as per standard design :
19.7.2 | Inside size 120x90 cm and 90 cm deep including C.I. cover with frame (medium duty) 500 mm internal diameter, total weight of cover and frame to be not less than 116 kg (weight of cover 58 kg and weight of frame 58 kg) :
19.7.2.1 | With common burnt clay F.P.S. (non modular) bricks of class designation 7.5
Details of cost for 1 manhole ¦ Source: CivilDAR_2019_Vol_2.pdf, page 786
Code | Description | Unit | Quantity | Rate (Rs.) | Amount (Rs.) | Note
4.1.8 | Rate as per item 4.1.8 - Providing and laying in position cement concrete of specified grade excluding the cost of centering and shu... | cum | 0.55 | 5789.6
6.1.1 | Rate as per item 6.1.1 - Brick work with common burnt clay F.P.S. (non modular) bricks of class designation 7.5 in foundation and pl... | cum | 0.93 | 6376.25
4.1.3 | Rate as per item 4.1.3 - Providing and laying in position cement concrete of specified grade excluding the cost of centering and shu... | cum | 0.25 | 6788.6
13.9.1 | Rate as per item 13.9.1 - Cement plaster 1:3 (1 cement: 3 coarse sand) finished with a floating coat of neat cement - 12 mm cement pl... | sqm | 2.19 | 350.15
5.3 | Rate as per item 5.3 - Reinforced cement concrete work in beams, suspended floors, roofs having slope up to 15° landings, balconie... | cum | 0.31 | 9763.8
0115 | Coolie | day | -0.58 | 558
5.22.1 | Rate as per item 5.22.1 - Steel reinforcement for R.C.C. work including straightening, cutting, bending, placing in position and bind... | kg | 24.83 | 82.1
5.9.3 | Rate as per item 5.9.3 - Centering and shuttering including strutting, propping etc. and removal of form for - Suspended floors, roo... | sqm | 0.88 | 693.05
0123 | Mason (brick layer) 1st class | day | 0.08 | 738
0124 | Mason (brick layer) 2nd class | day | 0.08 | 679
1356 | 500 mm dia cover with frame (medium duty) | each | 1 | 4400
9977 | Carriage of C.I. cover & frame | L.S. | 6.76 | 2
9999 | Painting of C.I. cover & frame with coal tar | L.S. | 6.76 | 2
9999 | Sundries | L.S. | 16.64 | 2
Calculated W - SUM of the Amount column above
W as printed in the DAR |  |  |  |  | 21503.42
Difference (calculated - printed)
SAY (Rs.) - final DAR rate as printed (fixed value, not computed) |  |  |  |  | 22939.65
19.7 | Constructing brick masonry manhole in cement mortar 1:4 ( 1 cement : 4 coarse sand ) with R.C.C. top slab with 1:1.5:3 mix (1 cement : 1.5 coarse sand (zone- III) : 3 graded stone aggregate 20 mm nominal size), foundation concrete 1:4:8 mix (1 cement : 4 coarse sand : 8 graded stone aggregate 40 mm nominal size), inside plastering 12 mm thick with cement mortar 1:3 (1 cement : 3 coarse sand) finished with floating coat of neat cement and making channels in cement concrete 1:2:4 (1 cement : 2 coarse sand : 4 graded stone aggregate 20 mm nominal size) finished with a floating coat of neat cement complete as per standard design :
19.7.2 | Inside size 120x90 cm and 90 cm deep including C.I. cover with frame (medium duty) 500 mm internal diameter, total weight of cover and frame to be not less than 116 kg (weight of cover 58 kg and weight of frame 58 kg) :
19.7.2.2 | With Sewer bricks conforming to IS : 4885
Details of cost for 1 manhole ¦ Source: CivilDAR_2019_Vol_2.pdf, page 787
Code | Description | Unit | Quantity | Rate (Rs.) | Amount (Rs.) | Note
4.1.8 | Rate as per item 4.1.8 - Providing and laying in position cement concrete of specified grade excluding the cost of centering and shu... | cum | 0.55 | 5789.6
6.36.1 | Rate as per item 6.36.1 - Brick work with modular extruded brunt fly ash clay sewer bricks (Conforming to IS: 4885 ) in cement mortar... | cum | 0.93 | 6407.35
4.1.3 | Rate as per item 4.1.3 - Providing and laying in position cement concrete of specified grade excluding the cost of centering and shu... | cum | 0.25 | 6788.6
13.9.1 | Rate as per item 13.9.1 - Cement plaster 1:3 (1 cement: 3 coarse sand) finished with a floating coat of neat cement - 12 mm cement pl... | sqm | 2.19 | 350.15
5.3 | Rate as per item 5.3 - Reinforced cement concrete work in beams, suspended floors, roofs having slope up to 15° landings, balconie... | cum | 0.31 | 9763.8
0115 | Coolie | day | -0.58 | 558
5.22.1 | Rate as per item 5.22.1 - Steel reinforcement for R.C.C. work including straightening, cutting, bending, placing in position and bind... | kg | 24.83 | 82.1
5.9.3 | Rate as per item 5.9.3 - Centering and shuttering including strutting, propping etc. and removal of form for - Suspended floors, roo... | sqm | 0.88 | 693.05
0123 | Mason (brick layer) 1st class | day | 0.08 | 738
0124 | Mason (brick layer) 2nd class | day | 0.08 | 679
1356 | 500 mm dia cover with frame (medium duty) | each | 1 | 4400
9977 | Carriage of C.I. cover & frame | L.S. | 6.76 | 2
9999 | Painting of C.I. cover & frame with coal tar | L.S. | 6.76 | 2
9999 | Sundries | L.S. | 16.64 | 2
Calculated W - SUM of the Amount column above
W as printed in the DAR |  |  |  |  | 21532.34
Difference (calculated - printed)
SAY (Rs.) - final DAR rate as printed (fixed value, not computed) |  |  |  |  | 22968.6
19.7 | Constructing brick masonry manhole in cement mortar 1:4 ( 1 cement : 4 coarse sand ) with R.C.C. top slab with 1:1.5:3 mix (1 cement : 1.5 coarse sand (zone- III) : 3 graded stone aggregate 20 mm nominal size), foundation concrete 1:4:8 mix (1 cement : 4 coarse sand : 8 graded stone aggregate 40 mm nominal size), inside plastering 12 mm thick with cement mortar 1:3 (1 cement : 3 coarse sand) finished with floating coat of neat cement and making channels in cement concrete 1:2:4 (1 cement : 2 coarse sand : 4 graded stone aggregate 20 mm nominal size) finished with a floating coat of neat cement complete as per standard design :
19.7.3 | Inside size 120x90 cm and 90 cm deep including C.I. cover with frame (heavy duty) 560 mm internal diameter, total weight of cover and frame to be not less than 208 kg (weight of cover 108 kg and weight of frame 100 kg) :
19.7.3.1 | With common burnt clay F.P.S. (non modular) bricks of class designation 7.5
Details of cost for 1 manhole ¦ Source: CivilDAR_2019_Vol_2.pdf, page 789
Code | Description | Unit | Quantity | Rate (Rs.) | Amount (Rs.) | Note
4.1.8 | Rate as per item 4.1.8 - Providing and laying in position cement concrete of specified grade excluding the cost of centering and shu... | cum | 0.55 | 5789.6
6.1.1 | Rate as per item 6.1.1 - Brick work with common burnt clay F.P.S. (non modular) bricks of class designation 7.5 in foundation and pl... | cum | 0.8 | 6376.25
4.1.3 | Rate as per item 4.1.3 - Providing and laying in position cement concrete of specified grade excluding the cost of centering and shu... | cum | 0.25 | 6788.6
13.9.1 | Rate as per item 13.9.1 - Cement plaster 1:3 (1 cement: 3 coarse sand) finished with a floating coat of neat cement - 12 mm cement pl... | sqm | 2.41 | 350.15
5.3 | Rate as per item 5.3 - Reinforced cement concrete work in beams, suspended floors, roofs having slope up to 15° landings, balconie... | cum | 0.33 | 9763.8
0115 | Coolie | day | -0.62 | 558
5.22.1 | Rate as per item 5.22.1 - Steel reinforcement for R.C.C. work including straightening, cutting, bending, placing in position and bind... | kg | 26.43 | 82.1
5.9.3 | Rate as per item 5.9.3 - Centering and shuttering including strutting, propping etc. and removal of form for - Suspended floors, roo... | sqm | 0.83 | 693.05
0123 | Mason (brick layer) 1st class | day | 0.08 | 738
0124 | Mason (brick layer) 2nd class | day | 0.08 | 679
3860 | 560 mm dia cover with frame (Heavy duty) | each | 1 | 9000
9977 | Carriage of C.I. cover & frame | L.S. | 13.52 | 2
9999 | Painting of C.I. cover & frame with coal tar | L.S. | 6.76 | 2
9999 | Sundries | L.S. | 20.28 | 2
Calculated W - SUM of the Amount column above
W as printed in the DAR |  |  |  |  | 25642
Difference (calculated - printed)
SAY (Rs.) - final DAR rate as printed (fixed value, not computed) |  |  |  |  | 28632.25
19.7 | Constructing brick masonry manhole in cement mortar 1:4 ( 1 cement : 4 coarse sand ) with R.C.C. top slab with 1:1.5:3 mix (1 cement : 1.5 coarse sand (zone- III) : 3 graded stone aggregate 20 mm nominal size), foundation concrete 1:4:8 mix (1 cement : 4 coarse sand : 8 graded stone aggregate 40 mm nominal size), inside plastering 12 mm thick with cement mortar 1:3 (1 cement : 3 coarse sand) finished with floating coat of neat cement and making channels in cement concrete 1:2:4 (1 cement : 2 coarse sand : 4 graded stone aggregate 20 mm nominal size) finished with a floating coat of neat cement complete as per standard design :
19.7.3 | Inside size 120x90 cm and 90 cm deep including C.I. cover with frame (heavy duty) 560 mm internal diameter, total weight of cover and frame to be not less than 208 kg (weight of cover 108 kg and weight of frame 100 kg) :
19.7.3.2 | With Sewer bricks conforming to IS : 4885
Details of cost for 1 manhole ¦ Source: CivilDAR_2019_Vol_2.pdf, page 791
Code | Description | Unit | Quantity | Rate (Rs.) | Amount (Rs.) | Note
4.1.8 | Rate as per item 4.1.8 - Providing and laying in position cement concrete of specified grade excluding the cost of centering and shu... | cum | 0.55 | 5789.6
6.36.1 | Rate as per item 6.36.1 - Brick work with modular extruded brunt fly ash clay sewer bricks (Conforming to IS: 4885 ) in cement mortar... | cum | 0.8 | 6407.35
4.1.3 | Rate as per item 4.1.3 - Providing and laying in position cement concrete of specified grade excluding the cost of centering and shu... | cum | 0.25 | 6788.6
13.9.1 | Rate as per item 13.9.1 - Cement plaster 1:3 (1 cement: 3 coarse sand) finished with a floating coat of neat cement - 12 mm cement pl... | sqm | 2.41 | 350.15
5.3 | Rate as per item 5.3 - Reinforced cement concrete work in beams, suspended floors, roofs having slope up to 15° landings, balconie... | cum | 0.33 | 9763.8
0115 | Coolie | day | -0.62 | 558
5.22.1 | Rate as per item 5.22.1 - Steel reinforcement for R.C.C. work including straightening, cutting, bending, placing in position and bind... | kg | 26.43 | 82.1
5.9.3 | Rate as per item 5.9.3 - Centering and shuttering including strutting, propping etc. and removal of form for - Suspended floors, roo... | sqm | 0.83 | 693.05
0123 | Mason (brick layer) 1st class | day | 0.08 | 738
0124 | Mason (brick layer) 2nd class | day | 0.08 | 679
3860 | 560 mm dia cover with frame (Heavy duty) | each | 1 | 9000
9977 | Carriage of C.I. cover & frame | L.S. | 13.52 | 2
9999 | Painting of C.I. cover & frame with coal tar | L.S. | 6.76 | 2
9999 | Sundries | L.S. | 20.28 | 2
Calculated W - SUM of the Amount column above
W as printed in the DAR |  |  |  |  | 25666.88
Difference (calculated - printed)
SAY (Rs.) - final DAR rate as printed (fixed value, not computed) |  |  |  |  | 28657.15
19.8 | Extra for depth for manholes :
19.8.1 | Size 90x80 cm
19.8.1.1 | With common burnt clay F.P.S. (non modular) bricks of class designation 7.5
Details of cost for 1 metre ¦ Source: CivilDAR_2019_Vol_2.pdf, page 793
Code | Description | Unit | Quantity | Rate (Rs.) | Amount (Rs.) | Note
6.1.1 | Rate as per item 6.1.1 - Brick work with common burnt clay F.P.S. (non modular) bricks of class designation 7.5 in foundation and pl... | cum | 0.99 | 6376.25
13.9.1 | Rate as per item 13.9.1 - Cement plaster 1:3 (1 cement: 3 coarse sand) finished with a floating coat of neat cement - 12 mm cement pl... | sqm | 3.4 | 350.15
Calculated W - SUM of the Amount column above
W as printed in the DAR |  |  |  |  | not printed | This item prints no W (rate table or sub-analysis).
SAY (Rs.) - final DAR rate as printed (fixed value, not computed) |  |  |  |  | 7503
19.8 | Extra for depth for manholes :
19.8.1 | Size 90x80 cm
19.8.1.2 | With Sewer bricks conforming to IS : 4885
Details of cost for 1 metre ¦ Source: CivilDAR_2019_Vol_2.pdf, page 793
Code | Description | Unit | Quantity | Rate (Rs.) | Amount (Rs.) | Note
6.36.1 | Rate as per item 6.36.1 - Brick work with modular extruded brunt fly ash clay sewer bricks (Conforming to IS: 4885 ) in cement mortar... | cum | 0.99 | 6407.35
13.9.1 | Rate as per item 13.9.1 - Cement plaster 1:3 (1 cement: 3 coarse sand) finished with a floating coat of neat cement - 12 mm cement pl... | sqm | 3.4 | 350.15
Calculated W - SUM of the Amount column above
W as printed in the DAR |  |  |  |  | not printed | This item prints no W (rate table or sub-analysis).
SAY (Rs.) - final DAR rate as printed (fixed value, not computed) |  |  |  |  | 7533.8
19.8 | Extra for depth for manholes :
19.8.2 | Size 120x90 cm
19.8.2.1 | With common burnt clay F.P.S. (non modular) bricks of class designation 7.5
Details of cost for 1 metre ¦ Source: CivilDAR_2019_Vol_2.pdf, page 793
Code | Description | Unit | Quantity | Rate (Rs.) | Amount (Rs.) | Note
6.1.1 | Rate as per item 6.1.1 - Brick work with common burnt clay F.P.S. (non modular) bricks of class designation 7.5 in foundation and pl... | cum | 1.18 | 6376.25
13.9.1 | Rate as per item 13.9.1 - Cement plaster 1:3 (1 cement: 3 coarse sand) finished with a floating coat of neat cement - 12 mm cement pl... | sqm | 4.2 | 350.15
Calculated W - SUM of the Amount column above
W as printed in the DAR |  |  |  |  | not printed | This item prints no W (rate table or sub-analysis).
SAY (Rs.) - final DAR rate as printed (fixed value, not computed) |  |  |  |  | 8994.6
19.8 | Extra for depth for manholes :
19.8.2 | Size 120x90 cm
19.8.2.2 | With Sewer bricks conforming to IS : 4885
Details of cost for 1 metre ¦ Source: CivilDAR_2019_Vol_2.pdf, page 794
Code | Description | Unit | Quantity | Rate (Rs.) | Amount (Rs.) | Note
6.36.1 | Rate as per item 6.36.1 - Brick work with modular extruded brunt fly ash clay sewer bricks (Conforming to IS: 4885 ) in cement mortar... | cum | 1.18 | 6407.35
13.9.1 | Rate as per item 13.9.1 - Cement plaster 1:3 (1 cement: 3 coarse sand) finished with a floating coat of neat cement - 12 mm cement pl... | sqm | 4.2 | 350.15
Calculated W - SUM of the Amount column above
W as printed in the DAR |  |  |  |  | not printed | This item prints no W (rate table or sub-analysis).
SAY (Rs.) - final DAR rate as printed (fixed value, not computed) |  |  |  |  | 9031.3
19.9 | Constructing brick masonry circular type manhole 0.91 m internal dia at bottom and 0.56m dia at top in cement mortar 1:4 (1 cement : 4 coarse sand), inside cement plaster 12 mm thick with cement mortar 1:3 (1 cement : 3 coarse sand) finished with a floating coat of neat cement, foundation concrete 1:3:6 mix (1 cement : 3 coarse sand : 6 graded stone aggregate 40 mm nominal size), and making necessary channel in cement concrete 1:2:4 (1 cement : 2 coarse sand : 4 graded stone aggregate 20 mm nominal size) finished with a floating coat of neat cement, all complete as per standard design :
19.9.1 | 0.91 m deep with S.F.R.C. cover and frame (heavy duty, HD-20 grade designation) 560 mm internal diameter conforming to I.S. 12592, total weight of cover and frame to be not less than 182 kg., fixed in cement concrete 1:2:4 (1 cement : 2 coarse sand : 4 graded stone aggregate 20 mm nominal size) including centering, shuttering all complete. (Excavation, foot rests and 12mm thick cement plaster at the external surface shall be paid for separately) :
19.9.1.1 | With common burnt clay F.P.S. (non modular) bricks of class designation 7.5
Details of cost for 1 manhole ¦ Source: CivilDAR_2019_Vol_2.pdf, page 795
Code | Description | Unit | Quantity | Rate (Rs.) | Amount (Rs.) | Note
4.1.6 | Rate as per item 4.1.6 - Providing and laying in position cement concrete of specified grade excluding the cost of centering and shu... | cum | 0.63 | 6126.25
6.1.1 | Rate as per item 6.1.1 - Brick work with common burnt clay F.P.S. (non modular) bricks of class designation 7.5 in foundation and pl... | cum | 0.53 | 6376.25
6.9 | Rate as per item 6.9 - Brick work in plain arches in superstructure above plinth level and upto floor five level including centeri... | cum | 0.02 | 12352.95
4.1.3 | Rate as per item 4.1.3 - Providing and laying in position cement concrete of specified grade excluding the cost of centering and shu... | cum | 0.12 | 6788.6
4.2.3 | Rate as per item 4.2.3 - Providing and laying cement concrete in retaining walls, return walls, walls (any thickness) including atta... | cum | 0.09 | 8554.5
13.9.1 | Rate as per item 13.9.1 - Cement plaster 1:3 (1 cement: 3 coarse sand) finished with a floating coat of neat cement - 12 mm cement pl... | sqm | 1.75 | 350.15
0123 | Mason (brick layer) 1st class | day | 0.06 | 738
0124 | Mason (brick layer) 2nd class | day | 0.06 | 679
7135 | Circular shape 560 mm dia precast R.C.C. manhole cover with frame - H.D. - | 20 each | 1 | 880
9977 | CARRIAGE | L.S. | 6.89 | 2
9999 | Sundries | L.S. | 16.9 | 2
Calculated W - SUM of the Amount column above
W as printed in the DAR |  |  |  |  | 10695.91
Difference (calculated - printed)
SAY (Rs.) - final DAR rate as printed (fixed value, not computed) |  |  |  |  | 11038.1
19.9 | Constructing brick masonry circular type manhole 0.91 m internal dia at bottom and 0.56m dia at top in cement mortar 1:4 (1 cement : 4 coarse sand), inside cement plaster 12 mm thick with cement mortar 1:3 (1 cement : 3 coarse sand) finished with a floating coat of neat cement, foundation concrete 1:3:6 mix (1 cement : 3 coarse sand : 6 graded stone aggregate 40 mm nominal size), and making necessary channel in cement concrete 1:2:4 (1 cement : 2 coarse sand : 4 graded stone aggregate 20 mm nominal size) finished with a floating coat of neat cement, all complete as per standard design :
19.9.1 | 0.91 m deep with S.F.R.C. cover and frame (heavy duty, HD-20 grade designation) 560 mm internal diameter conforming to I.S. 12592, total weight of cover and frame to be not less than 182 kg., fixed in cement concrete 1:2:4 (1 cement : 2 coarse sand : 4 graded stone aggregate 20 mm nominal size) including centering, shuttering all complete. (Excavation, foot rests and 12mm thick cement plaster at the external surface shall be paid for separately) :
19.9.1.2 | With Sewer bricks conforming to IS : 4885
Details of cost for 1 manhole ¦ Source: CivilDAR_2019_Vol_2.pdf, page 796
Code | Description | Unit | Quantity | Rate (Rs.) | Amount (Rs.) | Note
4.1.6 | Rate as per item 4.1.6 - Providing and laying in position cement concrete of specified grade excluding the cost of centering and shu... | cum | 0.63 | 6126.25
6.36.1 | Rate as per item 6.36.1 - Brick work with modular extruded brunt fly ash clay sewer bricks (Conforming to IS: 4885 ) in cement mortar... | cum | 0.53 | 6407.35
6.37 | Rate as per item 6.37 - Brick work with modular extruded brunt fly ash clay sewer bricks (conforming to IS : 4885) in arches in fou... | cum | 0.02 | 11309.95
4.1.3 | Rate as per item 4.1.3 - Providing and laying in position cement concrete of specified grade excluding the cost of centering and shu... | cum | 0.12 | 6788.6
4.2.3 | Rate as per item 4.2.3 - Providing and laying cement concrete in retaining walls, return walls, walls (any thickness) including atta... | cum | 0.09 | 8554.5
13.9.1 | Rate as per item 13.9.1 - Cement plaster 1:3 (1 cement: 3 coarse sand) finished with a floating coat of neat cement - 12 mm cement pl... | sqm | 1.75 | 350.15
0123 | Mason (brick layer) 1st class | day | 0.06 | 738
0124 | Mason (brick layer) 2nd class | day | 0.06 | 679
7135 | Circular shape 560 mm dia precast R.C.C. manhole cover with frame - H.D. - | 20 each | 1 | 880
9977 | CARRIAGE | L.S. | 6.89 | 2
9999 | Sundries | L.S. | 16.9 | 2
Calculated W - SUM of the Amount column above
W as printed in the DAR |  |  |  |  | 10691.53
Difference (calculated - printed)
SAY (Rs.) - final DAR rate as printed (fixed value, not computed) |  |  |  |  | 11033.75
19.10 | Extra depth for circular type manhole 0.91m internal dia (at bottom) beyond
19.10.1 | With common burnt clay F.P.S. (non modular) bricks of class designation 7.5
Details of cost for 0.76 metre ¦ Source: CivilDAR_2019_Vol_2.pdf, page 798
Code | Description | Unit | Quantity | Rate (Rs.) | Amount (Rs.) | Note
6.1.1 | Rate as per item 6.1.1 - Brick work with common burnt clay F.P.S. (non modular) bricks of class designation 7.5 in foundation and pl... | cum | 0.63 | 6376.25
4.1.3 | Rate as per item 4.1.3 - Providing and laying in position cement concrete of specified grade excluding the cost of centering and shu... | cum | 0.01 | 6788.6
13.9.1 | Rate as per item 13.9.1 - Cement plaster 1:3 (1 cement: 3 coarse sand) finished with a floating coat of neat cement - 12 mm cement pl... | sqm | 2.33 | 350.15
Calculated W - SUM of the Amount column above
W as printed in the DAR |  |  |  |  | not printed | This item prints no W (rate table or sub-analysis).
SAY (Rs.) - final DAR rate as printed (fixed value, not computed) |  |  |  |  | 6448.4
19.10 | Extra depth for circular type manhole 0.91m internal dia (at bottom) beyond
19.10.2 | With Sewer bricks conforming IS : 4885
Details of cost for 0.76 metre ¦ Source: CivilDAR_2019_Vol_2.pdf, page 798
Code | Description | Unit | Quantity | Rate (Rs.) | Amount (Rs.) | Note
6.36.1 | Rate as per item 6.36.1 - Brick work with modular extruded brunt fly ash clay sewer bricks (Conforming to IS: 4885 ) in cement mortar... | cum | 0.63 | 6407.35
4.1.3 | Rate as per item 4.1.3 - Providing and laying in position cement concrete of specified grade excluding the cost of centering and shu... | cum | 0.01 | 6788.6
13.9.1 | Rate as per item 13.9.1 - Cement plaster 1:3 (1 cement: 3 coarse sand) finished with a floating coat of neat cement - 12 mm cement pl... | sqm | 2.33 | 350.15
Calculated W - SUM of the Amount column above
W as printed in the DAR |  |  |  |  | not printed | This item prints no W (rate table or sub-analysis).
SAY (Rs.) - final DAR rate as printed (fixed value, not computed) |  |  |  |  | 6474.15
19.11 | Constructing brick masonry circular manhole 1.22 m internal dia at bottom and 0.56 m dia at top in cement mortar 1:4 (1 cement :4 coarse sand) inside cement plaster 12 mm thick with cement mortar 1:3 (1 cement : 3 coarse sand) finished with a floating coat of neat cement foundation concrete 1:3:6 (1 cement : 3 coarse sand : 6 graded stone aggregate 40 mm nominal size) and making necessary channel in cement concrete 1:2:4 (1 cement : 2 coarse sand : 4 graded stone aggregate 20 mm nominal size) finished with a floating coat of neat cement, all complete as per standard design :
19.11.1 | 1.68 m deep with SFRC Cover and frame (heavy duty HD-20 grade designation) 560 mm internal diameter conforming to I.S. 12592, total weight of cover and frame to be not less than 182 kg. fixed in cement concrete 1:2:4 (1 cement : 2 coarse sand : 4 graded stone aggregate 20 mm nominal size) including centering, shuttering all complete. (Excavation, foot rests and 12 mm thick cement plaster at the external surface shall be paid for separately) :
19.11.1.1 | With common burnt clay F.P.S. (non modular) bricks of class designation 7.5
Details of cost for 1 manhole ¦ Source: CivilDAR_2019_Vol_2.pdf, page 799
Code | Description | Unit | Quantity | Rate (Rs.) | Amount (Rs.) | Note
4.1.6 | Rate as per item 4.1.6 - Providing and laying in position cement concrete of specified grade excluding the cost of centering and shu... | cum | 1.18 | 6126.25
6.1.1 | Rate as per item 6.1.1 - Brick work with common burnt clay F.P.S. (non modular) bricks of class designation 7.5 in foundation and pl... | cum | 1.29 | 6376.25
6.9 | Rate as per item 6.9 - Brick work in plain arches in superstructure above plinth level and upto floor five level including centeri... | cum | 0.02 | 12352.95
4.1.3 | Rate as per item 4.1.3 - Providing and laying in position cement concrete of specified grade excluding the cost of centering and shu... | cum | 0.26 | 6788.6
4.2.3 | Rate as per item 4.2.3 - Providing and laying cement concrete in retaining walls, return walls, walls (any thickness) including atta... | cum | 0.09 | 8554.5
13.9.1 | Rate as per item 13.9.1 - Cement plaster 1:3 (1 cement: 3 coarse sand) finished with a floating coat of neat cement - 12 mm cement pl... | sqm | 4.48 | 350.15
0123 | Mason (brick layer) 1st class | day | 0.1 | 738
0124 | Mason (brick layer) 2nd class | day | 0.1 | 679
7135 | Circular shape 560 mm dia precast R.C.C. manhole cover with frame - H.D. - | 20 each | 1 | 880
9977 | CARRIAGE | L.S. | 6.89 | 2
9999 | Sundries | L.S. | 16.9 | 2
Calculated W - SUM of the Amount column above
W as printed in the DAR |  |  |  |  | 20874.29
Difference (calculated - printed)
SAY (Rs.) - final DAR rate as printed (fixed value, not computed) |  |  |  |  | 21235.65
19.11 | Constructing brick masonry circular manhole 1.22 m internal dia at bottom and 0.56 m dia at top in cement mortar 1:4 (1 cement :4 coarse sand) inside cement plaster 12 mm thick with cement mortar 1:3 (1 cement : 3 coarse sand) finished with a floating coat of neat cement foundation concrete 1:3:6 (1 cement : 3 coarse sand : 6 graded stone aggregate 40 mm nominal size) and making necessary channel in cement concrete 1:2:4 (1 cement : 2 coarse sand : 4 graded stone aggregate 20 mm nominal size) finished with a floating coat of neat cement, all complete as per standard design :
19.11.1 | 1.68 m deep with SFRC Cover and frame (heavy duty HD-20 grade designation) 560 mm internal diameter conforming to I.S. 12592, total weight of cover and frame to be not less than 182 kg. fixed in cement concrete 1:2:4 (1 cement : 2 coarse sand : 4 graded stone aggregate 20 mm nominal size) including centering, shuttering all complete. (Excavation, foot rests and 12 mm thick cement plaster at the external surface shall be paid for separately) :
19.11.1.2 | With Sewer bricks conforming IS : 4885
Details of cost for 1 manhole ¦ Source: CivilDAR_2019_Vol_2.pdf, page 801
Code | Description | Unit | Quantity | Rate (Rs.) | Amount (Rs.) | Note
4.1.6 | Rate as per item 4.1.6 - Providing and laying in position cement concrete of specified grade excluding the cost of centering and shu... | cum | 1.18 | 6126.25
6.36.1 | Rate as per item 6.36.1 - Brick work with modular extruded brunt fly ash clay sewer bricks (Conforming to IS: 4885 ) in cement mortar... | cum | 1.29 | 6407.35
6.37 | Rate as per item 6.37 - Brick work with modular extruded brunt fly ash clay sewer bricks (conforming to IS : 4885) in arches in fou... | cum | 0.02 | 11309.95
4.1.3 | Rate as per item 4.1.3 - Providing and laying in position cement concrete of specified grade excluding the cost of centering and shu... | cum | 0.26 | 6788.6
4.2.3 | Rate as per item 4.2.3 - Providing and laying cement concrete in retaining walls, return walls, walls (any thickness) including atta... | cum | 0.09 | 8554.5
13.9.1 | Rate as per item 13.9.1 - Cement plaster 1:3 (1 cement: 3 coarse sand) finished with a floating coat of neat cement - 12 mm cement pl... | sqm | 4.48 | 350.15
0123 | Mason (brick layer) 1st class | day | 0.1 | 738
0124 | Mason (brick layer) 2nd class | day | 0.1 | 679
7135 | Circular shape 560 mm dia precast R.C.C. manhole cover with frame - H.D. - | 20 each | 1 | 880
9977 | CARRIAGE | L.S. | 6.89 | 2
9999 | Sundries | L.S. | 16.9 | 2
Calculated W - SUM of the Amount column above
W as printed in the DAR |  |  |  |  | 20893.55
Difference (calculated - printed)
SAY (Rs.) - final DAR rate as printed (fixed value, not computed) |  |  |  |  | 21254.9
19.12 | Extra depth for circular type manhole 1.22 m internal dia (at bottom) beyond
19.12.1 | With common burnt clay F.P.S. (non modular) bricks of class designation 7.5
Details of cost for 0.61 metre ¦ Source: CivilDAR_2019_Vol_2.pdf, page 803
Code | Description | Unit | Quantity | Rate (Rs.) | Amount (Rs.) | Note
6.1.1 | Rate as per item 6.1.1 - Brick work with common burnt clay F.P.S. (non modular) bricks of class designation 7.5 in foundation and pl... | cum | 0.66 | 6376.25
13.9.1 | Rate as per item 13.9.1 - Cement plaster 1:3 (1 cement: 3 coarse sand) finished with a floating coat of neat cement - 12 mm cement pl... | sqm | 2.56 | 350.15
Calculated W - SUM of the Amount column above
W as printed in the DAR |  |  |  |  | not printed | This item prints no W (rate table or sub-analysis).
SAY (Rs.) - final DAR rate as printed (fixed value, not computed) |  |  |  |  | 8368.4
19.12 | Extra depth for circular type manhole 1.22 m internal dia (at bottom) beyond
19.12.2 | With Sewer bricks conforming IS : 4885
Details of cost for 0.61 metre ¦ Source: CivilDAR_2019_Vol_2.pdf, page 803
Code | Description | Unit | Quantity | Rate (Rs.) | Amount (Rs.) | Note
6.36.1 | Rate as per item 6.36.1 - Brick work with modular extruded brunt fly ash clay sewer bricks (Conforming to IS: 4885 ) in cement mortar... | cum | 0.66 | 6407.35
13.9.1 | Rate as per item 13.9.1 - Cement plaster 1:3 (1 cement: 3 coarse sand) finished with a floating coat of neat cement - 12 mm cement pl... | sqm | 2.56 | 350.15
Calculated W - SUM of the Amount column above
W as printed in the DAR |  |  |  |  | not printed | This item prints no W (rate table or sub-analysis).
SAY (Rs.) - final DAR rate as printed (fixed value, not computed) |  |  |  |  | 8402
19.13 | Constructing brick masonry circular manhole 1.52 m internal dia at bottom and 0.56 m dia at top in cement mortar 1:4 (1 cement : 4 coarse sand) inside cement plaster 12 mm thick with cement mortar 1:3 (1 cement : 3 coarse sand) finished with a floating coat of neat cement, foundation concrete 1:3:6 (1 cement : 3 coarse sand : 6 graded stone aggregate 40 mm nominal size) and making necessary channel in cement concrete 1:2:4 (1 cement : 2 coarse sand : 4 graded stone aggregate 20 mm nominal size) finished with a floating coat of neat cement, all complete as per standard design :
19.13.1 | 2.30 m deep with SFRC Cover and frame (heavy duty HD- 20 grade designation) 560 mm internal diameter conforming to I.S. 12592, total weight of cover and frame to be not less than 182 kg. fixed in cement concrete 1:2:4 (1 cement : 2 coarse sand : 4 graded stone aggregate 20 mm nominal size) including centering, shuttering all complete. (Excavation, foot rests and 12 mm thick cement plaster at the external surface shall be paid for separately) :
19.13.1.1 | With common burnt clay F.P.S. (non modular) bricks of class designation 7.5
Details of cost for 1 manhole ¦ Source: CivilDAR_2019_Vol_2.pdf, page 804
Code | Description | Unit | Quantity | Rate (Rs.) | Amount (Rs.) | Note
4.1.6 | Rate as per item 4.1.6 - Providing and laying in position cement concrete of specified grade excluding the cost of centering and shu... | cum | 2.25 | 6126.25
6.1.1 | Rate as per item 6.1.1 - Brick work with common burnt clay F.P.S. (non modular) bricks of class designation 7.5 in foundation and pl... | cum | 3.68 | 6376.25
6.9 | Rate as per item 6.9 - Brick work in plain arches in superstructure above plinth level and upto floor five level including centeri... | cum | 0.04 | 12352.95
4.1.3 | Rate as per item 4.1.3 - Providing and laying in position cement concrete of specified grade excluding the cost of centering and shu... | cum | 0.42 | 6788.6
4.2.3 | Rate as per item 4.2.3 - Providing and laying cement concrete in retaining walls, return walls, walls (any thickness) including atta... | cum | 0.09 | 8554.5
13.9.1 | Rate as per item 13.9.1 - Cement plaster 1:3 (1 cement: 3 coarse sand) finished with a floating coat of neat cement - 12 mm cement pl... | sqm | 7.61 | 350.15
0123 | Mason (brick layer) 1st class | day | 0.1 | 738
0124 | Mason (brick layer) 2nd class | day | 0.1 | 679
7135 | Circular shape 560 mm dia precast R.C.C. manhole cover with frame - H.D. - | 20 each | 1 | 880
9977 | CARRIAGE | L.S. | 6.89 | 2
9999 | Sundries | L.S. | 16.9 | 2
Calculated W - SUM of the Amount column above
W as printed in the DAR |  |  |  |  | 45097.82
Difference (calculated - printed)
SAY (Rs.) - final DAR rate as printed (fixed value, not computed) |  |  |  |  | 45459.15
19.13 | Constructing brick masonry circular manhole 1.52 m internal dia at bottom and 0.56 m dia at top in cement mortar 1:4 (1 cement : 4 coarse sand) inside cement plaster 12 mm thick with cement mortar 1:3 (1 cement : 3 coarse sand) finished with a floating coat of neat cement, foundation concrete 1:3:6 (1 cement : 3 coarse sand : 6 graded stone aggregate 40 mm nominal size) and making necessary channel in cement concrete 1:2:4 (1 cement : 2 coarse sand : 4 graded stone aggregate 20 mm nominal size) finished with a floating coat of neat cement, all complete as per standard design :
19.13.1 | 2.30 m deep with SFRC Cover and frame (heavy duty HD- 20 grade designation) 560 mm internal diameter conforming to I.S. 12592, total weight of cover and frame to be not less than 182 kg. fixed in cement concrete 1:2:4 (1 cement : 2 coarse sand : 4 graded stone aggregate 20 mm nominal size) including centering, shuttering all complete. (Excavation, foot rests and 12 mm thick cement plaster at the external surface shall be paid for separately) :
19.13.1.2 | With Sewer bricks conforming IS : 4885
Details of cost for 1 manhole ¦ Source: CivilDAR_2019_Vol_2.pdf, page 805
Code | Description | Unit | Quantity | Rate (Rs.) | Amount (Rs.) | Note
4.1.6 | Rate as per item 4.1.6 - Providing and laying in position cement concrete of specified grade excluding the cost of centering and shu... | cum | 2.25 | 6126.25
6.36.1 | Rate as per item 6.36.1 - Brick work with modular extruded brunt fly ash clay sewer bricks (Conforming to IS: 4885 ) in cement mortar... | cum | 3.68 | 6407.35
6.37 | Rate as per item 6.37 - Brick work with modular extruded brunt fly ash clay sewer bricks (conforming to IS : 4885) in arches in fou... | cum | 0.04 | 11309.95
4.1.3 | Rate as per item 4.1.3 - Providing and laying in position cement concrete of specified grade excluding the cost of centering and shu... | cum | 0.42 | 6788.6
4.2.3 | Rate as per item 4.2.3 - Providing and laying cement concrete in retaining walls, return walls, walls (any thickness) including atta... | cum | 0.09 | 8554.5
13.9.1 | Rate as per item 13.9.1 - Cement plaster 1:3 (1 cement: 3 coarse sand) finished with a floating coat of neat cement - 12 mm cement pl... | sqm | 7.61 | 350.15
0123 | Mason (brick layer) 1st class | day | 0.1 | 738
0124 | Mason (brick layer) 2nd class | day | 0.1 | 679
7135 | Circular shape 560 mm dia precast R.C.C. manhole cover with frame - H.D. - | 20 each | 1 | 880
9977 | CARRIAGE | L.S. | 6.89 | 2
9999 | Sundries | L.S. | 16.9 | 2
Calculated W - SUM of the Amount column above
W as printed in the DAR |  |  |  |  | 45170.55
Difference (calculated - printed)
SAY (Rs.) - final DAR rate as printed (fixed value, not computed) |  |  |  |  | 45531.9
19.14 | Extra depth for circular type manhole 1.52 m internal dia (at bottom) beyond
19.14.1 | With common burnt clay F.P.S. (non modular) bricks of class designation 7.5
Details of cost for 1.88 metre ¦ Source: CivilDAR_2019_Vol_2.pdf, page 807
Code | Description | Unit | Quantity | Rate (Rs.) | Amount (Rs.) | Note
6.1.1 | Rate as per item 6.1.1 - Brick work with common burnt clay F.P.S. (non modular) bricks of class designation 7.5 in foundation and pl... | cum | 5.26 | 6376.25
13.9.1 | Rate as per item 13.9.1 - Cement plaster 1:3 (1 cement: 3 coarse sand) finished with a floating coat of neat cement - 12 mm cement pl... | sqm | 8.99 | 350.15
Calculated W - SUM of the Amount column above
W as printed in the DAR |  |  |  |  | not printed | This item prints no W (rate table or sub-analysis).
SAY (Rs.) - final DAR rate as printed (fixed value, not computed) |  |  |  |  | 19514.3
19.14 | Extra depth for circular type manhole 1.52 m internal dia (at bottom) beyond
19.14.2 | With Sewer bricks conforming IS : 4885
Details of cost for 1.88 metre ¦ Source: CivilDAR_2019_Vol_2.pdf, page 807
Code | Description | Unit | Quantity | Rate (Rs.) | Amount (Rs.) | Note
6.36.1 | Rate as per item 6.36.1 - Brick work with modular extruded brunt fly ash clay sewer bricks (Conforming to IS: 4885 ) in cement mortar... | cum | 5.26 | 6407.35
13.9.1 | Rate as per item 13.9.1 - Cement plaster 1:3 (1 cement: 3 coarse sand) finished with a floating coat of neat cement - 12 mm cement pl... | sqm | 8.99 | 350.15
Calculated W - SUM of the Amount column above
W as printed in the DAR |  |  |  |  | not printed | This item prints no W (rate table or sub-analysis).
SAY (Rs.) - final DAR rate as printed (fixed value, not computed) |  |  |  |  | 19601.35
19.15 | Providing M.S. foot rests including fixing in manholes with 20x20x10 cm cement concrete blocks 1:3:6 (1 cement : 3 coarse sand : 6 graded stone aggregate 20 mm nominal size) as per standard design :
19.15.1 | With 20x20 mm square bar
Details of cost for 1 no ¦ Source: CivilDAR_2019_Vol_2.pdf, page 808
Code | Description | Unit | Quantity | Rate (Rs.) | Amount (Rs.) | Note
1006 | Mild steel square bars | quintal | 0.024 | 4500
9988 | Carriage, painting, and other sundries | L.S. | 1.82 | 2
0103 | Blacksmith 2nd class | day | 0.1 | 679
0114 | Beldar | day | 0.1 | 558
4.2.5 | Rate as per item 4.2.5 - Providing and laying cement concrete in retaining walls, return walls, walls (any thickness) including atta... | cum | 0.004 | 8025
0123 | Mason (brick layer) 1st class | day | 0.02 | 738
0124 | Mason (brick layer) 2nd class | day | 0.02 | 679
0114 | Beldar | day | 0.05 | 558
Calculated W - SUM of the Amount column above
W as printed in the DAR |  |  |  |  | 323.68
Difference (calculated - printed)
SAY (Rs.) - final DAR rate as printed (fixed value, not computed) |  |  |  |  | 422.2
19.15 | Providing M.S. foot rests including fixing in manholes with 20x20x10 cm cement concrete blocks 1:3:6 (1 cement : 3 coarse sand : 6 graded stone aggregate 20 mm nominal size) as per standard design :
19.15.2 | With 20 mm diameter round bar
Details of cost for 1 no ¦ Source: CivilDAR_2019_Vol_2.pdf, page 808
Code | Description | Unit | Quantity | Rate (Rs.) | Amount (Rs.) | Note
1003 | Mild steel round bar above 12 mm dia | quintal | 0.018 | 4400
9988 | Carriage,painting, and other sundries | L.S. | 1.82 | 2
0103 | Blacksmith 2nd class | day | 0.1 | 679
0114 | Beldar | day | 0.1 | 558
4.2.5 | Rate as per item 4.2.5 - Providing and laying cement concrete in retaining walls, return walls, walls (any thickness) including atta... | cum | 0.004 | 8025
0123 | Mason (brick layer) 1st class | day | 0.02 | 738
0124 | Mason (brick layer) 2nd class | day | 0.02 | 679
0114 | Beldar | day | 0.05 | 558
Calculated W - SUM of the Amount column above
W as printed in the DAR |  |  |  |  | 294.88
Difference (calculated - printed)
SAY (Rs.) - final DAR rate as printed (fixed value, not computed) |  |  |  |  | 383.7
19.16 | Providing orange colour safety foot rest of minimum 6 mm thick plastic encapsulated as per IS : 10910, on 12 mm dia steel bar conforming to IS: 1786, having minimum cross section as 23 mmx25 mm and over all minimum length 263 mm and width as 165 mm with minimum 112 mm space between protruded legs having 2 mm tread on top surface by ribbing or chequering besides necessary and adequate anchoring projections on tail length on 138 mm as per standard drawing and suitable to with stand the bend test and chemical resistance test as per specifications and having manufacture's permanent identification mark to be visible even after fixing, including fixing in manholes with 30x20x15 cm cement concrete block 1:3:6 (1 cement : 3 coarse sand : 6 graded stone aggregate 20 mm nominal size) complete as per design.
Details of cost for 1 no ¦ Source: CivilDAR_2019_Vol_2.pdf, page 809
Code | Description | Unit | Quantity | Rate (Rs.) | Amount (Rs.) | Note
7354 | Plastic encapsuled M.S. foot rest 30x20x15 cm | each | 1 | 110
9988 | Carriage and other sundries | L.S. | 1.82 | 2
4.2.5 | Rate as per item 4.2.5 - Providing and laying cement concrete in retaining walls, return walls, walls (any thickness) including atta... | cum | 0.009 | 8025
0123 | Mason (brick layer) 1st class | day | 0.02 | 738
0124 | Mason (brick layer) 2nd class | day | 0.2 | 679
0114 | Beldar | day | 0.05 | 558
Calculated W - SUM of the Amount column above
W as printed in the DAR |  |  |  |  | 364.33
Difference (calculated - printed)
SAY (Rs.) - final DAR rate as printed (fixed value, not computed) |  |  |  |  | 463.05
19.17 | Replacement of M.S. foot rests in manholes including dismantling concrete blocks and fixing with 20x20x10 cm cement concrete blocks 1:3:6 (1 cement : 3 coarse sand : 6 graded stone aggregate 20 mm nominal size):
19.17.1 | With 20x20 mm square bar
Details of cost for 1 no ¦ Source: CivilDAR_2019_Vol_2.pdf, page 810
Code | Description | Unit | Quantity | Rate (Rs.) | Amount (Rs.) | Note
1006 | Mild steel square bars | quintal | 0.024 | 4500
9988 | Carriage,painting, and other sundries | L.S. | 1.82 | 2
0103 | Blacksmith 2nd class | day | 0.1 | 679
0114 | Beldar | day | 0.1 | 558
4.2.5 | Rate as per item 4.2.5 - Providing and laying cement concrete in retaining walls, return walls, walls (any thickness) including atta... | cum | 0.004 | 8025
0123 | Mason (brick layer) 1st class | day | 0.05 | 738
0124 | Mason (brick layer) 2nd class | day | 0.05 | 679
0114 | Beldar | day | 0.1 | 558
Calculated W - SUM of the Amount column above
W as printed in the DAR |  |  |  |  | 394.09
Difference (calculated - printed)
SAY (Rs.) - final DAR rate as printed (fixed value, not computed) |  |  |  |  | 516.4
19.17 | Replacement of M.S. foot rests in manholes including dismantling concrete blocks and fixing with 20x20x10 cm cement concrete blocks 1:3:6 (1 cement : 3 coarse sand : 6 graded stone aggregate 20 mm nominal size):
19.17.2 | With 20 mm diameter round bar
Details of cost for 1 no ¦ Source: CivilDAR_2019_Vol_2.pdf, page 811
Code | Description | Unit | Quantity | Rate (Rs.) | Amount (Rs.) | Note
1003 | Mild steel round bar above 12 mm dia | quintal | 0.018 | 4400
9988 | Carriage,painting, and other sundries | L.S. | 1.82 | 2
0103 | Blacksmith 2nd class | day | 0.1 | 679
0114 | Beldar | day | 0.1 | 558
4.2.5 | Rate as per item 4.2.5 - Providing and laying cement concrete in retaining walls, return walls, walls (any thickness) including atta... | cum | 0.004 | 8025
0123 | Mason (brick layer) 1st class | day | 0.05 | 738
0124 | Mason (brick layer) 2nd class | day | 0.05 | 679
0114 | Beldar | day | 0.1 | 558
Calculated W - SUM of the Amount column above
W as printed in the DAR |  |  |  |  | 365.29
Difference (calculated - printed)
SAY (Rs.) - final DAR rate as printed (fixed value, not computed) |  |  |  |  | 477.9
19.18 | Supplying and fixing C.I. cover without frame for manholes :
19.18.1 | 455x610 mm rectangular C.I. cover (light duty) the weight of the cover to be not less than 23 kg
Details of cost for 1 cover ¦ Source: CivilDAR_2019_Vol_2.pdf, page 811
Code | Description | Unit | Quantity | Rate (Rs.) | Amount (Rs.) | Note
1355 | Rectangular cover 455x610mm without frame (low duty) | each | 1 | 910
9977 | Carriage of C.I. Manhole cover | L.S. | 7.15 | 2
0114 | Beldar | day | 0.12 | 558
Calculated W - SUM of the Amount column above
W as printed in the DAR |  |  |  |  | 991.26
Difference (calculated - printed)
SAY (Rs.) - final DAR rate as printed (fixed value, not computed) |  |  |  |  | 1326.25
19.18 | Supplying and fixing C.I. cover without frame for manholes :
19.18.2 | 500 mm diameter C.I. cover (medium duty) the weight of the cover to be not less than 58 kg
Details of cost for 1 no ¦ Source: CivilDAR_2019_Vol_2.pdf, page 812
Code | Description | Unit | Quantity | Rate (Rs.) | Amount (Rs.) | Note
1357 | 500 mm dia cover without frame (medium duty) | each | 1 | 2300
9977 | Carriage of C.I. cover | L.S. | 13.47 | 2
0114 | Beldar | day | 0.12 | 558
Calculated W - SUM of the Amount column above
W as printed in the DAR |  |  |  |  | 2393.9
Difference (calculated - printed)
SAY (Rs.) - final DAR rate as printed (fixed value, not computed) |  |  |  |  | 3202.9
19.18 | Supplying and fixing C.I. cover without frame for manholes :
19.18.3 | 560 mm diameter C.I. cover (heavy duty) the weight of the cover to be not less than 108 kg
Details of cost for 1 no ¦ Source: CivilDAR_2019_Vol_2.pdf, page 812
Code | Description | Unit | Quantity | Rate (Rs.) | Amount (Rs.) | Note
3861 | 560 mm dia cover without frame (Heavy duty) | each | 1 | 5000
9977 | Carriage of C.I. cover | L.S. | 16.12 | 2
0114 | Beldar | day | 0.12 | 558
Calculated W - SUM of the Amount column above
W as printed in the DAR |  |  |  |  | 5099.2
Difference (calculated - printed)
SAY (Rs.) - final DAR rate as printed (fixed value, not computed) |  |  |  |  | 6822.4
19.19 | Providing and fixing in position pre-cast R.C.C. manhole cover and frame of required shape and approved quality
19.19.1 | L D- 2.5
19.19.1.1 | Rectangular shape 600x450 mm internal dimensions
Details of cost for 1 no ¦ Source: CivilDAR_2019_Vol_2.pdf, page 812
Code | Description | Unit | Quantity | Rate (Rs.) | Amount (Rs.) | Note
7130 | Rectangular shape 600x450 mm precast R.C.C. manhole cover with frame - L.D. - 2.5 | each | 1 | 675
4.1.3 | Rate as per item 4.1.3 - Providing and laying in position cement concrete of specified grade excluding the cost of centering and shu... | cum | 0.04 | 6788.6
9977 | Carriage of R.C.C cover with frame | L.S. | 6.76 | 2
9999 | Sundries | L.S. | 13.52 | 2
Calculated W - SUM of the Amount column above
W as printed in the DAR |  |  |  |  | 987.1
Difference (calculated - printed)
SAY (Rs.) - final DAR rate as printed (fixed value, not computed) |  |  |  |  | 1228.9
19.19 | Providing and fixing in position pre-cast R.C.C. manhole cover and frame of required shape and approved quality
19.19.1 | L D- 2.5
19.19.1.2 | Square shape 450 mm internal dimensions
Details of cost for 1 no ¦ Source: CivilDAR_2019_Vol_2.pdf, page 813
Code | Description | Unit | Quantity | Rate (Rs.) | Amount (Rs.) | Note
7131 | Square shape 450x450 mm precast R.C.C. manhole cover with frame - L.D. - 2.5 | each | 1 | 575
9977 | Carriage of manhole cover | L.S. | 6.76 | 2
4.1.3 | Rate as per item 4.1.3 - Providing and laying in position cement concrete of specified grade excluding the cost of centering and shu... | cum | 0.03 | 6788.6
9999 | Sundries | L.S. | 13.52 | 2
Calculated W - SUM of the Amount column above
W as printed in the DAR |  |  |  |  | 819.22
Difference (calculated - printed)
SAY (Rs.) - final DAR rate as printed (fixed value, not computed) |  |  |  |  | 1027.25
19.19 | Providing and fixing in position pre-cast R.C.C. manhole cover and frame of required shape and approved quality
19.19.1 | L D- 2.5
19.19.1.3 | Circular shape 450 mm internal diameter
Details of cost for 1 no ¦ Source: CivilDAR_2019_Vol_2.pdf, page 814
Code | Description | Unit | Quantity | Rate (Rs.) | Amount (Rs.) | Note
7132 | Circular shape 450 mm dia precast R.C.C. manhole cover with frame - L.D. - 2.5 | each | 1 | 575
9977 | Carriage of manhole cover | L.S. | 6.76 | 2
4.1.3 | Rate as per item 4.1.3 - Providing and laying in position cement concrete of specified grade excluding the cost of centering and shu... | cum | 0.03 | 6788.6
9999 | Sundries | L.S. | 13.52 | 2
Calculated W - SUM of the Amount column above
W as printed in the DAR |  |  |  |  | 819.22
Difference (calculated - printed)
SAY (Rs.) - final DAR rate as printed (fixed value, not computed) |  |  |  |  | 1027.25
19.19 | Providing and fixing in position pre-cast R.C.C. manhole cover and frame of required shape and approved quality
19.19.2 | M D - 10
19.19.2.1 | Square shape 450 mm internal dimension
Details of cost for 1 no ¦ Source: CivilDAR_2019_Vol_2.pdf, page 814
Code | Description | Unit | Quantity | Rate (Rs.) | Amount (Rs.) | Note
7133 | Rectangular shape 500x500 mm precast R.C.C. manhole cover with frame - M.D. - | 10 each | 1 | 670
9977 | Carriage of manhole cover | L.S. | 6.76 | 2
4.1.3 | Rate as per item 4.1.3 - Providing and laying in position cement concrete of specified grade excluding the cost of centering and shu... | cum | 0.04 | 6788.6
9999 | Sundries | L.S. | 16.64 | 2
Calculated W - SUM of the Amount column above
W as printed in the DAR |  |  |  |  | 988.34
Difference (calculated - printed)
SAY (Rs.) - final DAR rate as printed (fixed value, not computed) |  |  |  |  | 1230.6
19.19 | Providing and fixing in position pre-cast R.C.C. manhole cover and frame of required shape and approved quality
19.19.2 | M D - 10
19.19.2.2 | Circular shape 500 mm internal diameter
Details of cost for 1 no ¦ Source: CivilDAR_2019_Vol_2.pdf, page 815
Code | Description | Unit | Quantity | Rate (Rs.) | Amount (Rs.) | Note
7134 | Circular shape 500 mm dia precast R.C.C. manhole cover with frame - M.D. - | 10 each | 1 | 575
9977 | Carriage of manhole cover | L.S. | 6.76 | 2
4.1.3 | Rate as per item 4.1.3 - Providing and laying in position cement concrete of specified grade excluding the cost of centering and shu... | cum | 0.03 | 6788.6
9999 | Sundries | L.S. | 16.64 | 2
Calculated W - SUM of the Amount column above
W as printed in the DAR |  |  |  |  | 825.46
Difference (calculated - printed)
SAY (Rs.) - final DAR rate as printed (fixed value, not computed) |  |  |  |  | 1035.6
19.19 | Providing and fixing in position pre-cast R.C.C. manhole cover and frame of required shape and approved quality
19.19.3 | H D - 20
19.19.3.1 | Circular shape 560 mm internal diameter
Details of cost for 1 no ¦ Source: CivilDAR_2019_Vol_2.pdf, page 815
Code | Description | Unit | Quantity | Rate (Rs.) | Amount (Rs.) | Note
7135 | Circular shape 560 mm dia precast R.C.C. manhole cover with frame - H.D. - | 20 each | 1 | 880
9977 | Carriage of manhole cover | L.S. | 13.52 | 2
4.1.3 | Rate as per item 4.1.3 - Providing and laying in position cement concrete of specified grade excluding the cost of centering and shu... | cum | 0.03 | 6788.6
9999 | Sundries | L.S. | 20.28 | 2
Calculated W - SUM of the Amount column above
W as printed in the DAR |  |  |  |  | 1151.26
Difference (calculated - printed)
SAY (Rs.) - final DAR rate as printed (fixed value, not computed) |  |  |  |  | 1471.5
19.19 | Providing and fixing in position pre-cast R.C.C. manhole cover and frame of required shape and approved quality
19.19.4 | EHD - 35
19.19.4.1 | Circular shape 560 mm internal dia
Details of cost for 1 no ¦ Source: CivilDAR_2019_Vol_2.pdf, page 816
Code | Description | Unit | Quantity | Rate (Rs.) | Amount (Rs.) | Note
7136 | Circular shape 560 mm dia precast R.C.C. manhole cover with frame - E.H.D. - | 35 each | 1 | 1170
9977 | Carriage of manhole cover | L.S. | 13.52 | 2
4.1.3 | Rate as per item 4.1.3 - Providing and laying in position cement concrete of specified grade excluding the cost of centering and shu... | cum | 0.03 | 6788.6
9999 | Sundries | L.S. | 20.28 | 2
Calculated W - SUM of the Amount column above
W as printed in the DAR |  |  |  |  | 1441.26
Difference (calculated - printed)
SAY (Rs.) - final DAR rate as printed (fixed value, not computed) |  |  |  |  | 1859.5
19.20 | Supplying and fixing C.I. cover 300x300 mm without frame for gully trap (standard pattern) the weight of cover to be not less than 4.5 kg
Details of cost for 1 cover ¦ Source: CivilDAR_2019_Vol_2.pdf, page 817
Code | Description | Unit | Quantity | Rate (Rs.) | Amount (Rs.) | Note
1353 | C.I.cover without frame 300x300mm inside i.e.cover of 4.50 kg | each | 1 | 477
9988 | Carriage for cover | L.S. | 2.7 | 2
0114 | Beldar | day | 0.03 | 558
Calculated W - SUM of the Amount column above
W as printed in the DAR |  |  |  |  | 499.14
Difference (calculated - printed)
SAY (Rs.) - final DAR rate as printed (fixed value, not computed) |  |  |  |  | 667.8
19.21 | Making connection of drain or sewer line with existing manhole including breaking into and making good the walls, floors with cement concrete 1:2:4 mix (1 cement : 2 coarse sand : 4 graded stone aggregate 20 mm nominal size) cement plastered on both sides with cement mortar 1:3 (1 cement : 3 coarse sand), finished with a floating coat of neat cement and making necessary channels for the drain etc. complete :
19.21.1 | For pipes 100 to 250 mm diameter
Details of cost for 1 connection ¦ Source: CivilDAR_2019_Vol_2.pdf, page 817
Code | Description | Unit | Quantity | Rate (Rs.) | Amount (Rs.) | Note
4.1.3 | Rate as per item 4.1.3 - Providing and laying in position cement concrete of specified grade excluding the cost of centering and shu... | cum | 0.01 | 6788.6
13.9.1 | Rate as per item 13.9.1 - Cement plaster 1:3 (1 cement: 3 coarse sand) finished with a floating coat of neat cement - 12 mm cement pl... | sqm | 0.25 | 350.15
0123 | Mason (brick layer) 1st class | day | 0.12 | 738
0124 | Mason (brick layer) 2nd class | day | 0.12 | 679
0114 | Beldar | day | 0.25 | 558
9999 | Add for delay sundries etc. | L.S. | 20.15 | 2
Calculated W - SUM of the Amount column above
W as printed in the DAR |  |  |  |  | 505.26
Difference (calculated - printed)
SAY (Rs.) - final DAR rate as printed (fixed value, not computed) |  |  |  |  | 623.5
19.21 | Making connection of drain or sewer line with existing manhole including breaking into and making good the walls, floors with cement concrete 1:2:4 mix (1 cement : 2 coarse sand : 4 graded stone aggregate 20 mm nominal size) cement plastered on both sides with cement mortar 1:3 (1 cement : 3 coarse sand), finished with a floating coat of neat cement and making necessary channels for the drain etc. complete :
19.21.2 | For pipes 250 to 300 mm diameter
Details of cost for 1 connection ¦ Source: CivilDAR_2019_Vol_2.pdf, page 818
Code | Description | Unit | Quantity | Rate (Rs.) | Amount (Rs.) | Note
4.1.3 | Rate as per item 4.1.3 - Providing and laying in position cement concrete of specified grade excluding the cost of centering and shu... | cum | 0.02 | 6788.6
13.9.1 | Rate as per item 13.9.1 - Cement plaster 1:3 (1 cement: 3 coarse sand) finished with a floating coat of neat cement - 12 mm cement pl... | sqm | 0.32 | 350.15
0123 | Mason (brick layer) 1st class | day | 0.12 | 738
0124 | Mason (brick layer) 2nd class | day | 0.12 | 679
0114 | Beldar | day | 0.25 | 558
9999 | Add for delay sundries etc. | L.S. | 20.67 | 2
Calculated W - SUM of the Amount column above
W as printed in the DAR |  |  |  |  | 598.7
Difference (calculated - printed)
SAY (Rs.) - final DAR rate as printed (fixed value, not computed) |  |  |  |  | 717.3
19.21 | Making connection of drain or sewer line with existing manhole including breaking into and making good the walls, floors with cement concrete 1:2:4 mix (1 cement : 2 coarse sand : 4 graded stone aggregate 20 mm nominal size) cement plastered on both sides with cement mortar 1:3 (1 cement : 3 coarse sand), finished with a floating coat of neat cement and making necessary channels for the drain etc. complete :
19.21.3 | For pipes 350 to 450 mm diameter
Details of cost for 1 connection ¦ Source: CivilDAR_2019_Vol_2.pdf, page 819
Code | Description | Unit | Quantity | Rate (Rs.) | Amount (Rs.) | Note
4.1.3 | Rate as per item 4.1.3 - Providing and laying in position cement concrete of specified grade excluding the cost of centering and shu... | cum | 0.03 | 6788.6
13.9.1 | Rate as per item 13.9.1 - Cement plaster 1:3 (1 cement: 3 coarse sand) finished with a floating coat of neat cement - 12 mm cement pl... | sqm | 0.6 | 350.15
0123 | Mason (brick layer) 1st class | day | 0.16 | 738
0124 | Mason (brick layer) 2nd class | day | 0.16 | 679
0114 | Beldar | day | 0.33 | 558
9999 | Add for delay sundries etc. | L.S. | 26.91 | 2
Calculated W - SUM of the Amount column above
W as printed in the DAR |  |  |  |  | 878.43
Difference (calculated - printed)
SAY (Rs.) - final DAR rate as printed (fixed value, not computed) |  |  |  |  | 1035.45
19.22 | Providing sand cast iron drop connection externally for 60 cm drop from branch sewer line to main sewer manhole including inspection and cleaning eye with chain and lid, sand cast iron drop pipe and bend encased all-round with cement concrete 1:5:10 (1 cement : 5 fine sand : 10 graded stone aggregate 40 mm nominal size) with all centering and shuttering required, cutting holes in walls and making good with brick work in cement mortar 1:4 (1 cement : 4 coarse sand) plastered with cement mortar 1:3 (1 cement : 3 coarse sand) on inside of the manhole wall, lead caulked joints between sand cast iron pipes and fittings, stiff cement mortar 1:1 (1 cement : 1 fine sand) joints between sand cast iron tee and S.W. pipe, making required channels complete as per standard design and specifications :
19.22.1 | 100 mm dia sand cast iron drop connection
Details of cost for 1 drop ¦ Source: CivilDAR_2019_Vol_2.pdf, page 820
Code | Description | Unit | Quantity | Rate (Rs.) | Amount (Rs.) | Note
1617 | S.C.I. soil, waste and vent single socketed pipe 1.80 metres long: 100mm dia | each | 0.55556 | 1135
9977 | Carriage of pipe | L.S. | 1.43 | 2
18.83.2 | Rate as per item 18.83.2 - Labour for cutting C.I. pipe with steel saw - 100 mm diameter C.I. pipe | each cut | 3 | 146
1336 | Clearing eye with chain and lid 100 mm dia | each | 1 | 44
1621 | S.C.I. plain bend 100 mm dia | each | 1 | 258
1628 | S.C.I. plain single equal junctions 100x100x100 mm dia | each | 1 | 360
6.1.1 | Rate as per item 6.1.1 - Brick work with common burnt clay F.P.S. (non modular) bricks of class designation 7.5 in foundation and pl... | cum | 0.007 | 6376.25
4.1.11 | Rate as per item 4.1.11 - Providing and laying in position cement concrete of specified grade excluding the cost of centering and shu... | cum | 0.21 | 5225.15
13.9.1 | Rate as per item 13.9.1 - Cement plaster 1:3 (1 cement: 3 coarse sand) finished with a floating coat of neat cement - 12 mm cement pl... | sqm | 0.06 | 350.15
12.39.1 | Rate as per item 12.39.1 - Providing lead caulked joints to sand cast iron rain water pipes and fittings - 100 mm dia Pipe | each | 4 | 421.15
9999 | Providing joint to S.W. pipe with cement mortar 1:1 (1 cement : 1 fine sand) | L.S. | 26.91 | 2
5.9.2 | Rate as per item 5.9.2 - Centering and shuttering including strutting, propping etc. and removal of form for - Walls (any thickness)... | sqm | 1.36 | 609.3
9988 | Sundries including carriage of bends etc. | L.S. | 26.91 | 2
0123 | Mason (brick layer) 1st class | day | 0.7 | 738
0124 | Mason (brick layer) 2nd class | day | 0.7 | 679
0114 | Beldar | day | 2.7 | 558
Calculated W - SUM of the Amount column above
W as printed in the DAR |  |  |  |  | 8015.73
Difference (calculated - printed)
SAY (Rs.) - final DAR rate as printed (fixed value, not computed) |  |  |  |  | 9334.2
19.22 | Providing sand cast iron drop connection externally for 60 cm drop from branch sewer line to main sewer manhole including inspection and cleaning eye with chain and lid, sand cast iron drop pipe and bend encased all-round with cement concrete 1:5:10 (1 cement : 5 fine sand : 10 graded stone aggregate 40 mm nominal size) with all centering and shuttering required, cutting holes in walls and making good with brick work in cement mortar 1:4 (1 cement : 4 coarse sand) plastered with cement mortar 1:3 (1 cement : 3 coarse sand) on inside of the manhole wall, lead caulked joints between sand cast iron pipes and fittings, stiff cement mortar 1:1 (1 cement : 1 fine sand) joints between sand cast iron tee and S.W. pipe, making required channels complete as per standard design and specifications :
19.22.2 | 150 mm dia sand cast iron drop connection
Details of cost for 1 drop ¦ Source: CivilDAR_2019_Vol_2.pdf, page 821
Code | Description | Unit | Quantity | Rate (Rs.) | Amount (Rs.) | Note
1618 | S.C.I. soil, waste and vent single socketed pipe 1.80 metres long: 150mm dia | each | 0.55556 | 1750
9977 | Carriage of pipe | L.S. | 1.82 | 2
18.83.4 | Rate as per item 18.83.4 - Labour for cutting C.I. pipe with steel saw - 150 mm diameter C.I. pipe | each cut | 3 | 274.35
1337 | Clearing eye with chain and lid 150 mm dia | each | 1 | 50
1622 | S.C.I. plain bend 150 mm dia | each | 1 | 460
7087 | S.C.I. Tee 150 mm | each | 1 | 570
6.1.1 | Rate as per item 6.1.1 - Brick work with common burnt clay F.P.S. (non modular) bricks of class designation 7.5 in foundation and pl... | cum | 0.005 | 6376.25
4.1.11 | Rate as per item 4.1.11 - Providing and laying in position cement concrete of specified grade excluding the cost of centering and shu... | cum | 0.28 | 5225.15
13.9.1 | Rate as per item 13.9.1 - Cement plaster 1:3 (1 cement: 3 coarse sand) finished with a floating coat of neat cement - 12 mm cement pl... | sqm | 0.06 | 350.15
12.39.2 | Rate as per item 12.39.2 - Providing lead caulked joints to sand cast iron rain water pipes and fittings - 150 mm dia Pipe | each | 4 | 575.95
9999 | Providing joint to S.W. pipe with cement mortar 1:1 (1 cement : 1 fine sand) | L.S. | 39.91 | 2
5.9.2 | Rate as per item 5.9.2 - Centering and shuttering including strutting, propping etc. and removal of form for - Walls (any thickness)... | sqm | 1.67 | 609.3
9988 | Sundries including carriage of bends etc. | L.S. | 34.06 | 2
0123 | Mason (brick layer) 1st class | day | 0.85 | 738
0124 | Mason (brick layer) 2nd class | day | 0.85 | 679
0114 | Beldar | day | 3.5 | 558
Calculated W - SUM of the Amount column above
W as printed in the DAR |  |  |  |  | 11021.57
Difference (calculated - printed)
SAY (Rs.) - final DAR rate as printed (fixed value, not computed) |  |  |  |  | 12833.35
19.23 | Extra for depths beyond 60 cm of sand cast iron drop connection complete:
19.23.1 | For 100 mm dia sand cast iron drop connection
Details of cost for 1 metre ¦ Source: CivilDAR_2019_Vol_2.pdf, page 823
Code | Description | Unit | Quantity | Rate (Rs.) | Amount (Rs.) | Note
1617 | S.C.I. soil, waste and vent single socketed pipe 1.80 metres long: 100mm dia | each | 0.55556 | 1135
9977 | Carriage of material and fixing charges | L.S. | 13.39 | 2
4.1.11 | Rate as per item 4.1.11 - Providing and laying in position cement concrete of specified grade excluding the cost of centering and shu... | cum | 0.16 | 5225.15
5.9.2 | Rate as per item 5.9.2 - Centering and shuttering including strutting, propping etc. and removal of form for - Walls (any thickness)... | sqm | 1.3 | 609.3
9999 | Sundries | L.S. | 7.15 | 2
0123 | Mason (brick layer) 1st class | day | 0.04 | 738
0124 | Mason (brick layer) 2nd class | day | 0.04 | 679
0114 | Beldar | day | 0.04 | 558
Calculated W - SUM of the Amount column above
W as printed in the DAR |  |  |  |  | 2378.75
Difference (calculated - printed)
SAY (Rs.) - final DAR rate as printed (fixed value, not computed) |  |  |  |  | 2632.4
19.23 | Extra for depths beyond 60 cm of sand cast iron drop connection complete:
19.23.2 | For 150 mm dia sand cast iron drop connection
Details of cost for 1 metre ¦ Source: CivilDAR_2019_Vol_2.pdf, page 823
Code | Description | Unit | Quantity | Rate (Rs.) | Amount (Rs.) | Note
1618 | S.C.I. soil, waste and vent single socketed pipe 1.80 metres long: 150mm dia | each | 0.55556 | 1750
9977 | Carriage of material and fixing charges | L.S. | 13.39 | 2
4.1.11 | Rate as per item 4.1.11 - Providing and laying in position cement concrete of specified grade excluding the cost of centering and shu... | cum | 0.2 | 5225.15
5.9.2 | Rate as per item 5.9.2 - Centering and shuttering including strutting, propping etc. and removal of form for - Walls (any thickness)... | sqm | 1.45 | 609.3
9999 | Sundries | L.S. | 8.09 | 2
0123 | Mason (brick layer) 1st class | day | 0.05 | 738
0124 | Mason (brick layer) 2nd class | day | 0.05 | 679
0114 | Beldar | day | 0.05 | 558
Calculated W - SUM of the Amount column above
W as printed in the DAR |  |  |  |  | 3042.46
Difference (calculated - printed)
SAY (Rs.) - final DAR rate as printed (fixed value, not computed) |  |  |  |  | 3418.9
19.24 | Dismantling of manhole including R.C.C. top slab, C.I. cover with frame, including stacking of useful materials near the site and disposal of unserviceable materials within 50 m lead as per direction of Engineer-in-charge:
19.24.1 | Rectangular manhole 90x80 cm and 45 cm deep
Details of cost for 1 manhole ¦ Source: CivilDAR_2019_Vol_2.pdf, page 824
Code | Description | Unit | Quantity | Rate (Rs.) | Amount (Rs.) | Note
15.2.2 | Rate as per item 15.2.2 - Demolishing cement concrete manually/ by mechanical means including disposal of material within 50 metres l... | cum | 0.43 | 1072.8
15.7.4 | Rate as per item 15.7.4 - Demolishing brick work manually/ by mechanical means including stacking of serviceable material and disposa... | cum | 0.34 | 1469.9
15.2.1 | Rate as per item 15.2.1 - Demolishing cement concrete manually/ by mechanical means including disposal of material within 50 metres l... | cum | 0.16 | 1737.45
15.3 | Rate as per item 15.3 - Demolishing R.C.C. work manually/ by mechanical means including stacking of steel bars and disposal of unse... | cum | 0.22 | 2534.7
9999 | Removal of C.I. Cover with frame | L.S. | 7.15 | 2
Calculated W - SUM of the Amount column above
W as printed in the DAR |  |  |  |  | 1811
Difference (calculated - printed)
SAY (Rs.) - final DAR rate as printed (fixed value, not computed) |  |  |  |  | 1815.85
19.24 | Dismantling of manhole including R.C.C. top slab, C.I. cover with frame, including stacking of useful materials near the site and disposal of unserviceable materials within 50 m lead as per direction of Engineer-in-charge:
19.24.2 | Rectangular manhole 120x90 cm and 90 cm deep
Details of cost for 1 manhole ¦ Source: CivilDAR_2019_Vol_2.pdf, page 825
Code | Description | Unit | Quantity | Rate (Rs.) | Amount (Rs.) | Note
15.2.2 | Rate as per item 15.2.2 - Demolishing cement concrete manually/ by mechanical means including disposal of material within 50 metres l... | cum | 0.55 | 1072.8
15.7.4 | Rate as per item 15.7.4 - Demolishing brick work manually/ by mechanical means including stacking of serviceable material and disposa... | cum | 0.93 | 1469.9
15.2.1 | Rate as per item 15.2.1 - Demolishing cement concrete manually/ by mechanical means including disposal of material within 50 metres l... | cum | 0.25 | 1737.45
15.3 | Rate as per item 15.3 - Demolishing R.C.C. work manually/ by mechanical means including stacking of steel bars and disposal of unse... | cum | 0.31 | 2534.7
9999 | Removal of C.I. Cover with frame | L.S. | 7.15 | 2
Calculated W - SUM of the Amount column above
W as printed in the DAR |  |  |  |  | 3191.47
Difference (calculated - printed)
SAY (Rs.) - final DAR rate as printed (fixed value, not computed) |  |  |  |  | 3196.3
19.24 | Dismantling of manhole including R.C.C. top slab, C.I. cover with frame, including stacking of useful materials near the site and disposal of unserviceable materials within 50 m lead as per direction of Engineer-in-charge:
19.24.3 | Rectangular arch type manhole 140x90 cm and 2.45 m deep
Details of cost for 1 manhole ¦ Source: CivilDAR_2019_Vol_2.pdf, page 826
Code | Description | Unit | Quantity | Rate (Rs.) | Amount (Rs.) | Note
15.2.2 | Rate as per item 15.2.2 - Demolishing cement concrete manually/ by mechanical means including disposal of material within 50 metres l... | cum | 0.72 | 1072.8
15.7.4 | Rate as per item 15.7.4 - Demolishing brick work manually/ by mechanical means including stacking of serviceable material and disposa... | cum | 2.89 | 1469.9
15.2.1 | Rate as per item 15.2.1 - Demolishing cement concrete manually/ by mechanical means including disposal of material within 50 metres l... | cum | 0.29 | 1737.45
15.3 | Rate as per item 15.3 - Demolishing R.C.C. work manually/ by mechanical means including stacking of steel bars and disposal of unse... | cum | 0.19 | 2534.7
9999 | Removal of C.I. Cover with frame | L.S. | 7.15 | 2
9999 | Removal of M.S foot rest | L.S. | 8.06 | 2
Calculated W - SUM of the Amount column above
W as printed in the DAR |  |  |  |  | 6036.3
Difference (calculated - printed)
SAY (Rs.) - final DAR rate as printed (fixed value, not computed) |  |  |  |  | 6046.6
19.24 | Dismantling of manhole including R.C.C. top slab, C.I. cover with frame, including stacking of useful materials near the site and disposal of unserviceable materials within 50 m lead as per direction of Engineer-in-charge:
19.24.4 | Circular manhole 122 cm diameter and 1.68 m deep
Details of cost for 1 manhole ¦ Source: CivilDAR_2019_Vol_2.pdf, page 827
Code | Description | Unit | Quantity | Rate (Rs.) | Amount (Rs.) | Note
15.2.1 | Rate as per item 15.2.1 - Demolishing cement concrete manually/ by mechanical means including disposal of material within 50 metres l... | cum | 1.18 | 1737.45
15.7.4 | Rate as per item 15.7.4 - Demolishing brick work manually/ by mechanical means including stacking of serviceable material and disposa... | cum | 1.31 | 1469.9
15.2.1 | Rate as per item 15.2.1 - Demolishing cement concrete manually/ by mechanical means including disposal of material within 50 metres l... | cum | 0.35 | 1737.45
9999 | Removal of S.F.R.C cover with frame size 560 mm diameter (medium duty) | L.S. | 7.15 | 2
9999 | Removal of M.S. foot rests | L.S. | 8.06 | 2
Calculated W - SUM of the Amount column above
W as printed in the DAR |  |  |  |  | 4614.29
Difference (calculated - printed)
SAY (Rs.) - final DAR rate as printed (fixed value, not computed) |  |  |  |  | 4624.55
19.25 | Extra for depth of manholes dismantled :
19.25.1 | Rectangular manhole 90x80 cm and beyond 45 cm depth
Details of cost for 1 metre ¦ Source: CivilDAR_2019_Vol_2.pdf, page 829
Code | Description | Unit | Quantity | Rate (Rs.) | Amount (Rs.) | Note
15.7.4 | Rate as per item 15.7.4 - Demolishing brick work manually/ by mechanical means including stacking of serviceable material and disposa... | cum | 0.99 | 1469.9
9999 | Removing of M.S. foot rests | L.S. | 1.82 | 2
Calculated W - SUM of the Amount column above
W as printed in the DAR |  |  |  |  | 1458.84
Difference (calculated - printed)
SAY (Rs.) - final DAR rate as printed (fixed value, not computed) |  |  |  |  | 1460.05
19.25 | Extra for depth of manholes dismantled :
19.25.2 | Rectangular manhole 120x90 cm and beyond 90 cm depth
Details of cost for 1 metre ¦ Source: CivilDAR_2019_Vol_2.pdf, page 829
Code | Description | Unit | Quantity | Rate (Rs.) | Amount (Rs.) | Note
15.7.4 | Rate as per item 15.7.4 - Demolishing brick work manually/ by mechanical means including stacking of serviceable material and disposa... | cum | 1.18 | 1469.9
9999 | Removing of M.S. foot rests | L.S. | 1.82 | 2
Calculated W - SUM of the Amount column above
W as printed in the DAR |  |  |  |  | 1738.12
Difference (calculated - printed)
SAY (Rs.) - final DAR rate as printed (fixed value, not computed) |  |  |  |  | 1739.35
19.25 | Extra for depth of manholes dismantled :
19.25.3 | Rectangular arch type manhole 140x90 cm and beyond 2.45 m depth (up to
Details of cost for 1.8 metre ¦ Source: CivilDAR_2019_Vol_2.pdf, page 830
Code | Description | Unit | Quantity | Rate (Rs.) | Amount (Rs.) | Note
15.7.4 | Rate as per item 15.7.4 - Demolishing brick work manually/ by mechanical means including stacking of serviceable material and disposa... | cum | 1.49 | 1469.9
15.2.1 | Rate as per item 15.2.1 - Demolishing cement concrete manually/ by mechanical means including disposal of material within 50 metres l... | cum | 0.2 | 1737.45
Calculated W - SUM of the Amount column above
W as printed in the DAR |  |  |  |  | not printed | This item prints no W (rate table or sub-analysis).
SAY (Rs.) - final DAR rate as printed (fixed value, not computed) |  |  |  |  | 1409.8
19.25 | Extra for depth of manholes dismantled :
19.25.4 | Circular manhole 122 cm diameter and beyond 1.68 m depth (up to 2.29 m depth)
Details of cost for 0.61 metre ¦ Source: CivilDAR_2019_Vol_2.pdf, page 831
Code | Description | Unit | Quantity | Rate (Rs.) | Amount (Rs.) | Note
15.2.1 | Rate as per item 15.2.1 - Demolishing cement concrete manually/ by mechanical means including disposal of material within 50 metres l... | cum | 1.18 | 1737.45
15.7.4 | Rate as per item 15.7.4 - Demolishing brick work manually/ by mechanical means including stacking of serviceable material and disposa... | cum | 1.97 | 1469.9
15.2.1 | Rate as per item 15.2.1 - Demolishing cement concrete manually/ by mechanical means including disposal of material within 50 metres l... | cum | 0.35 | 1737.45
9999 | Removal of SFRC cover | L.S. | 7.15 | 2
9999 | Removal of M.S. foot rests | L.S. | 8.09 | 2
19.24.4 | Rate as per item 19.24.4 - Dismantling of manhole including R.C.C. top slab, C.I. cover with frame, including stacking of useful mater... | each | -1 | 4624.55
Calculated W - SUM of the Amount column above
W as printed in the DAR |  |  |  |  | 959.93
Difference (calculated - printed)
SAY (Rs.) - final DAR rate as printed (fixed value, not computed) |  |  |  |  | 1590.55
19.26 | Raising manhole cover and frame slab to required level including dismantling existing slab and making good the damage as required (Raising depth of manhole to be paid separately) :
19.26.1 | Rectangular manhole 90x80 cm with rectangular cover 600 x 450 mm of grade LD - 2.5
Details of cost for 1 manhole ¦ Source: CivilDAR_2019_Vol_2.pdf, page 832
Code | Description | Unit | Quantity | Rate (Rs.) | Amount (Rs.) | Note
15.3 | Rate as per item 15.3 - Demolishing R.C.C. work manually/ by mechanical means including stacking of steel bars and disposal of unse... | cum | 0.17 | 2534.7
9999 | Removal of R.C.C cover and frame | L.S. | 7.15 | 2
5.3 | Rate as per item 5.3 - Reinforced cement concrete work in beams, suspended floors, roofs having slope up to 15° landings, balconie... | cum | 0.17 | 9763.8
5.9.3 | Rate as per item 5.9.3 - Centering and shuttering including strutting, propping etc. and removal of form for - Suspended floors, roo... | sqm | 0.45 | 693.05
9999 | Sundries | L.S. | 13.52 | 2
Calculated W - SUM of the Amount column above
W as printed in the DAR |  |  |  |  | 2443.96
Difference (calculated - printed)
SAY (Rs.) - final DAR rate as printed (fixed value, not computed) |  |  |  |  | 2457.95
19.26 | Raising manhole cover and frame slab to required level including dismantling existing slab and making good the damage as required (Raising depth of manhole to be paid separately) :
19.26.2 | Rectangular manhole 120x90 cm with circular cover 500 mm dia of grade MD - 10
Details of cost for 1 manhole ¦ Source: CivilDAR_2019_Vol_2.pdf, page 833
Code | Description | Unit | Quantity | Rate (Rs.) | Amount (Rs.) | Note
15.3 | Rate as per item 15.3 - Demolishing R.C.C. work manually/ by mechanical means including stacking of steel bars and disposal of unse... | cum | 0.26 | 2534.7
9999 | Removal of R.C.C cover and frame | L.S. | 7.15 | 2
5.3 | Rate as per item 5.3 - Reinforced cement concrete work in beams, suspended floors, roofs having slope up to 15° landings, balconie... | cum | 0.26 | 9763.8
5.9.3 | Rate as per item 5.9.3 - Centering and shuttering including strutting, propping etc. and removal of form for - Suspended floors, roo... | sqm | 0.88 | 693.05
9999 | Sundries | L.S. | 16.64 | 2
Calculated W - SUM of the Amount column above
W as printed in the DAR |  |  |  |  | 3855.07
Difference (calculated - printed)
SAY (Rs.) - final DAR rate as printed (fixed value, not computed) |  |  |  |  | 3871.15
19.26 | Raising manhole cover and frame slab to required level including dismantling existing slab and making good the damage as required (Raising depth of manhole to be paid separately) :
19.26.3 | Rectangular manhole 120x90 cm with circular cover 560 mm dia of grade HD - 20
Details of cost for 1 manhole ¦ Source: CivilDAR_2019_Vol_2.pdf, page 834
Code | Description | Unit | Quantity | Rate (Rs.) | Amount (Rs.) | Note
15.3 | Rate as per item 15.3 - Demolishing R.C.C. work manually/ by mechanical means including stacking of steel bars and disposal of unse... | cum | 0.24 | 2534.7
9999 | Removal of R.C.C cover and frame | L.S. | 7.15 | 2
5.3 | Rate as per item 5.3 - Reinforced cement concrete work in beams, suspended floors, roofs having slope up to 15° landings, balconie... | cum | 0.24 | 9763.8
5.9.3 | Rate as per item 5.9.3 - Centering and shuttering including strutting, propping etc. and removal of form for - Suspended floors, roo... | sqm | 0.83 | 693.05
9999 | Sundries | L.S. | 20.28 | 2
Calculated W - SUM of the Amount column above
W as printed in the DAR |  |  |  |  | 3581.73
Difference (calculated - printed)
SAY (Rs.) - final DAR rate as printed (fixed value, not computed) |  |  |  |  | 3600.25
19.26 | Raising manhole cover and frame slab to required level including dismantling existing slab and making good the damage as required (Raising depth of manhole to be paid separately) :
19.26.4 | Circular manhole 140 cm dia with circular cover 600 mm dia of grade EHD - 35
Details of cost for 1 manhole ¦ Source: CivilDAR_2019_Vol_2.pdf, page 835
Code | Description | Unit | Quantity | Rate (Rs.) | Amount (Rs.) | Note
15.3 | Rate as per item 15.3 - Demolishing R.C.C. work manually/ by mechanical means including stacking of steel bars and disposal of unse... | cum | 0.02 | 2534.7
9999 | Removal of R.C.C cover and frame | L.S. | 8.06 | 2
4.2.3 | Rate as per item 4.2.3 - Providing and laying cement concrete in retaining walls, return walls, walls (any thickness) including atta... | cum | 0.02 | 8554.5
9999 | Sundries | L.S. | 20.28 | 2
Calculated W - SUM of the Amount column above
W as printed in the DAR |  |  |  |  | 278.46
Difference (calculated - printed)
SAY (Rs.) - final DAR rate as printed (fixed value, not computed) |  |  |  |  | 297.6
19.27 | Constructing brick masonry road gully chamber 50x45x60 cm with bricks in cement mortar 1:4 (1 cement : 4 coarse sand) including 500x450 mm pre-cast R.C.C. horizontal grating with frame complete as per standard design :
19.27.1 | With common burnt clay F.P.S. (non modular) bricks of class designation 7.5
Details of cost for 1 chamber ¦ Source: CivilDAR_2019_Vol_2.pdf, page 835
Code | Description | Unit | Quantity | Rate (Rs.) | Amount (Rs.) | Note
4.1.11 | Rate as per item 4.1.11 - Providing and laying in position cement concrete of specified grade excluding the cost of centering and shu... | cum | 0.18 | 5225.15
6.1.1 | Rate as per item 6.1.1 - Brick work with common burnt clay F.P.S. (non modular) bricks of class designation 7.5 in foundation and pl... | cum | 0.29 | 6376.25
13.9.1 | Rate as per item 13.9.1 - Cement plaster 1:3 (1 cement: 3 coarse sand) finished with a floating coat of neat cement - 12 mm cement pl... | sqm | 1.08 | 350.15
4.2.3 | Rate as per item 4.2.3 - Providing and laying cement concrete in retaining walls, return walls, walls (any thickness) including atta... | cum | 0.1 | 8554.5
5.9.2 | Rate as per item 5.9.2 - Centering and shuttering including strutting, propping etc. and removal of form for - Walls (any thickness)... | sqm | 0.53 | 609.3
7380 | Precast R.C.C. grating with frame 500x450 mm horizontal grating | each | 1 | 620
9977 | Carriage of R.C.C. grating | L.S. | 7.15 | 2
9999 | Fixing R.C.C. grating | L.S. | 5.33 | 2
Calculated W - SUM of the Amount column above
W as printed in the DAR |  |  |  |  | 4991.14
Difference (calculated - printed)
SAY (Rs.) - final DAR rate as printed (fixed value, not computed) |  |  |  |  | 5209.1
19.28 | Constructing brick masonry road gully chamber 45x45x77.5 cm with bricks in cement mortar 1:4 (1 cement : 4 coarse sand ) with precast R.C.C. vertical grating complete as per standard design :
19.28.1 | With common burnt clay F.P.S. (non modular) bricks of class designation 7.5
Details of cost for 1 chamber ¦ Source: CivilDAR_2019_Vol_2.pdf, page 836
Code | Description | Unit | Quantity | Rate (Rs.) | Amount (Rs.) | Note
4.1.11 | Rate as per item 4.1.11 - Providing and laying in position cement concrete of specified grade excluding the cost of centering and shu... | cum | 0.17 | 5225.15
6.1.1 | Rate as per item 6.1.1 - Brick work with common burnt clay F.P.S. (non modular) bricks of class designation 7.5 in foundation and pl... | cum | 0.43 | 6376.25
13.9.1 | Rate as per item 13.9.1 - Cement plaster 1:3 (1 cement: 3 coarse sand) finished with a floating coat of neat cement - 12 mm cement pl... | sqm | 1.55 | 350.15
4.2.3 | Rate as per item 4.2.3 - Providing and laying cement concrete in retaining walls, return walls, walls (any thickness) including atta... | cum | 0.001 | 8554.5
5.3 | Rate as per item 5.3 - Reinforced cement concrete work in beams, suspended floors, roofs having slope up to 15° landings, balconie... | cum | 0.06 | 9763.8
0115 | Coolie | day | -0.113 | 558
5.9.2 | Rate as per item 5.9.2 - Centering and shuttering including strutting, propping etc. and removal of form for - Walls (any thickness)... | sqm | 0.55 | 609.3
5.22.1 | Rate as per item 5.22.1 - Steel reinforcement for R.C.C. work including straightening, cutting, bending, placing in position and bind... | kg | 4.96 | 82.1
7381 | Precast R.C.C. grating with frame 450x100 mm vertical grating | each | 1 | 235
9999 | Fixing and carriage of R.C.C. grating | L.S. | 20.67 | 2
Calculated W - SUM of the Amount column above
W as printed in the DAR |  |  |  |  | 5722.8
Difference (calculated - printed)
SAY (Rs.) - final DAR rate as printed (fixed value, not computed) |  |  |  |  | 5794.85
19.29 | Constructing brick masonry road gully chamber 110x50x77.5 cm with bricks in cement mortar 1:4 (1 cement : 4 coarse sand) including 500x450 mm precast R.C.C. horizontal grating with frame and vertical grating complete as per standard design :
19.29.1 | With common burnt clay F.P.S. (non modular) bricks of class designation 7.5
Details of cost for 1 chamber ¦ Source: CivilDAR_2019_Vol_2.pdf, page 838
Code | Description | Unit | Quantity | Rate (Rs.) | Amount (Rs.) | Note
4.1.11 | Rate as per item 4.1.11 - Providing and laying in position cement concrete of specified grade excluding the cost of centering and shu... | cum | 0.29 | 5225.15
6.1.1 | Rate as per item 6.1.1 - Brick work with common burnt clay F.P.S. (non modular) bricks of class designation 7.5 in foundation and pl... | cum | 0.54 | 6376.25
13.9.1 | Rate as per item 13.9.1 - Cement plaster 1:3 (1 cement: 3 coarse sand) finished with a floating coat of neat cement - 12 mm cement pl... | sqm | 2.36 | 350.15
4.2.3 | Rate as per item 4.2.3 - Providing and laying cement concrete in retaining walls, return walls, walls (any thickness) including atta... | cum | 0.07 | 8554.5
5.3 | Rate as per item 5.3 - Reinforced cement concrete work in beams, suspended floors, roofs having slope up to 15° landings, balconie... | cum | 0.06 | 9763.8
0115 | Coolie | day | -0.113 | 558
5.13 | Rate as per item 5.13 - Providing, hoisting and fixing up to floor five level precast reinforced cement concrete in small lintels n... | cum | 0.04 | 12464.25
5.9.2 | Rate as per item 5.9.2 - Centering and shuttering including strutting, propping etc. and removal of form for - Walls (any thickness)... | sqm | 0.91 | 609.3
5.22.1 | Rate as per item 5.22.1 - Steel reinforcement for R.C.C. work including straightening, cutting, bending, placing in position and bind... | kg | 8 | 82.1
7380 | Precast R.C.C. grating with frame 500x450 mm horizontal grating | each | 1 | 620
9977 | Carriage of R.C.C. grating | L.S. | 7.15 | 2
7381 | Precast R.C.C. grating with frame 450x100 mm vertical grating | each | 1 | 235
9999 | Labour for fixing precast R.C.C. grating and frame | L.S. | 34.06 | 2
Calculated W - SUM of the Amount column above
W as printed in the DAR |  |  |  |  | 9553.66
Difference (calculated - printed)
SAY (Rs.) - final DAR rate as printed (fixed value, not computed) |  |  |  |  | 9849.15
19.30 | Constructing brick masonry chamber for underground C.I. inspection chamber and bends with bricks in cement mortar 1:4 (1 cement : 4 coarse sand) C.I. cover with frame (light duty) 455x610 mm internal dimensions, total weight of cover with frame to be not less than 38 kg (weight of cover 23 kg and weight of frame 15 kg), R.C.C. top slab with 1:1.5:3 mix (1 cement : 1.5 coarse sand : 3 graded stone aggregate 20 mm nominal size), foundation concrete 1:5:10 (1 cement : 5 fine sand : 10 graded stone aggregate 40 mm nominal size), inside plastering 12 mm thick with cement mortar 1:3 (1 cement : 3 coarse sand), finished smooth with a floating coat of neat cement on walls and bed concrete etc. complete as per standard design:
19.30.1 | Inside dimensions 455x610 mm and 45 cm deep for single pipe line :
19.30.1.1 | With common burnt clay F.P.S. (non modular) bricks of class designation 7.5
Details of cost for 1 chamber ¦ Source: CivilDAR_2019_Vol_2.pdf, page 840
Code | Description | Unit | Quantity | Rate (Rs.) | Amount (Rs.) | Note
4.1.11 | Rate as per item 4.1.11 - Providing and laying in position cement concrete of specified grade excluding the cost of centering and shu... | cum | 0.2 | 5225.15
6.1.1 | Rate as per item 6.1.1 - Brick work with common burnt clay F.P.S. (non modular) bricks of class designation 7.5 in foundation and pl... | cum | 0.21 | 6376.25
13.9.1 | Rate as per item 13.9.1 - Cement plaster 1:3 (1 cement: 3 coarse sand) finished with a floating coat of neat cement - 12 mm cement pl... | sqm | 0.9 | 350.15
5.3 | Rate as per item 5.3 - Reinforced cement concrete work in beams, suspended floors, roofs having slope up to 15° landings, balconie... | cum | 0.11 | 9763.8
5.9.2 | Rate as per item 5.9.2 - Centering and shuttering including strutting, propping etc. and removal of form for - Walls (any thickness)... | sqm | 0.56 | 609.3
1354 | Rectangular cover 455x610 mm with frame (low duty) | each | 1 | 1400
9977 | Carriage of C.I.cover and frame | L.S. | 7.15 | 2
9999 | Painting of C.I. Cover and frame with coal tar | L.S. | 7.15 | 2
9999 | Sundries | L.S. | 13.52 | 2
Calculated W - SUM of the Amount column above
W as printed in the DAR |  |  |  |  | 5570.04
Difference (calculated - printed)
SAY (Rs.) - final DAR rate as printed (fixed value, not computed) |  |  |  |  | 6061.95
19.30 | Constructing brick masonry chamber for underground C.I. inspection chamber and bends with bricks in cement mortar 1:4 (1 cement : 4 coarse sand) C.I. cover with frame (light duty) 455x610 mm internal dimensions, total weight of cover with frame to be not less than 38 kg (weight of cover 23 kg and weight of frame 15 kg), R.C.C. top slab with 1:1.5:3 mix (1 cement : 1.5 coarse sand : 3 graded stone aggregate 20 mm nominal size), foundation concrete 1:5:10 (1 cement : 5 fine sand : 10 graded stone aggregate 40 mm nominal size), inside plastering 12 mm thick with cement mortar 1:3 (1 cement : 3 coarse sand), finished smooth with a floating coat of neat cement on walls and bed concrete etc. complete as per standard design:
19.30.2 | Inside dimensions 500x700 mm and 45 cm deep for pipe line with one or two inlets :
19.30.2.1 | With common burnt clay F.P.S. (non modular) bricks of class designation 7.5
Details of cost for 1 no ¦ Source: CivilDAR_2019_Vol_2.pdf, page 841
Code | Description | Unit | Quantity | Rate (Rs.) | Amount (Rs.) | Note
4.1.11 | Rate as per item 4.1.11 - Providing and laying in position cement concrete of specified grade excluding the cost of centering and shu... | cum | 0.22 | 5225.15
6.1.1 | Rate as per item 6.1.1 - Brick work with common burnt clay F.P.S. (non modular) bricks of class designation 7.5 in foundation and pl... | cum | 0.22 | 6376.25
13.9.1 | Rate as per item 13.9.1 - Cement plaster 1:3 (1 cement: 3 coarse sand) finished with a floating coat of neat cement - 12 mm cement pl... | sqm | 1.05 | 350.15
5.3 | Rate as per item 5.3 - Reinforced cement concrete work in beams, suspended floors, roofs having slope up to 15° landings, balconie... | cum | 0.13 | 9763.8
5.9.2 | Rate as per item 5.9.2 - Centering and shuttering including strutting, propping etc. and removal of form for - Walls (any thickness)... | sqm | 0.67 | 609.3
0115 | Coolie | day | -0.24 | 558
5.22.1 | Rate as per item 5.22.1 - Steel reinforcement for R.C.C. work including straightening, cutting, bending, placing in position and bind... | kg | 6.25 | 82.1
1354 | Rectangular cover 455x610 mm with frame (low duty) | each | 1 | 1400
9977 | Carriage of C.I. Cover and frame | L.S. | 7.15 | 2
9999 | Painting of C.I. Cover and frame with coal tar | L.S. | 7.15 | 2
9999 | Sundries | L.S. | 13.52 | 2
Calculated W - SUM of the Amount column above
W as printed in the DAR |  |  |  |  | 6432.34
Difference (calculated - printed)
SAY (Rs.) - final DAR rate as printed (fixed value, not computed) |  |  |  |  | 6879
19.30 | Constructing brick masonry chamber for underground C.I. inspection chamber and bends with bricks in cement mortar 1:4 (1 cement : 4 coarse sand) C.I. cover with frame (light duty) 455x610 mm internal dimensions, total weight of cover with frame to be not less than 38 kg (weight of cover 23 kg and weight of frame 15 kg), R.C.C. top slab with 1:1.5:3 mix (1 cement : 1.5 coarse sand : 3 graded stone aggregate 20 mm nominal size), foundation concrete 1:5:10 (1 cement : 5 fine sand : 10 graded stone aggregate 40 mm nominal size), inside plastering 12 mm thick with cement mortar 1:3 (1 cement : 3 coarse sand), finished smooth with a floating coat of neat cement on walls and bed concrete etc. complete as per standard design:
19.30.3 | Inside dimensions 600x 850 mm and 45 cm deep for pipe line with three or more inlets :
19.30.3.1 | With common burnt clay F.P.S. (non modular) bricks of class designation 7.5
Details of cost for 1 chamber ¦ Source: CivilDAR_2019_Vol_2.pdf, page 842
Code | Description | Unit | Quantity | Rate (Rs.) | Amount (Rs.) | Note
4.1.11 | Rate as per item 4.1.11 - Providing and laying in position cement concrete of specified grade excluding the cost of centering and shu... | cum | 0.26 | 5225.15
6.1.1 | Rate as per item 6.1.1 - Brick work with common burnt clay F.P.S. (non modular) bricks of class designation 7.5 in foundation and pl... | cum | 0.26 | 6376.25
13.9.1 | Rate as per item 13.9.1 - Cement plaster 1:3 (1 cement: 3 coarse sand) finished with a floating coat of neat cement - 12 mm cement pl... | sqm | 1.34 | 350.15
5.3 | Rate as per item 5.3 - Reinforced cement concrete work in beams, suspended floors, roofs having slope up to 15° landings, balconie... | cum | 0.17 | 9763.8
0115 | Coolie | day | -0.32 | 558
5.9.2 | Rate as per item 5.9.2 - Centering and shuttering including strutting, propping etc. and removal of form for - Walls (any thickness)... | sqm | 0.91 | 609.3
5.22.1 | Rate as per item 5.22.1 - Steel reinforcement for R.C.C. work including straightening, cutting, bending, placing in position and bind... | kg | 8.17 | 82.1
1354 | Rectangular cover 455x610 mm with frame (low duty) | each | 1 | 1400
9977 | Carriage of C.I. Cover and frame | L.S. | 7.15 | 2
9999 | Painting of C.I. Cover and frame with coal tar | L.S. | 7.15 | 2
9999 | Sundries | L.S. | 13.52 | 2
Calculated W - SUM of the Amount column above
W as printed in the DAR |  |  |  |  | 7647.71
Difference (calculated - printed)
SAY (Rs.) - final DAR rate as printed (fixed value, not computed) |  |  |  |  | 8079.3
19.31 | Extra for depth beyond 45 cm of brick masonry chamber :
19.31.1 | For 455x610 mm size
19.31.1.1 | With common burnt clay F.P.S. (non modular) bricks of class designation 7.5
Details of cost for 1 metre ¦ Source: CivilDAR_2019_Vol_2.pdf, page 844
Code | Description | Unit | Quantity | Rate (Rs.) | Amount (Rs.) | Note
6.1.1 | Rate as per item 6.1.1 - Brick work with common burnt clay F.P.S. (non modular) bricks of class designation 7.5 in foundation and pl... | cum | 0.7 | 6376.25
13.9.1 | Rate as per item 13.9.1 - Cement plaster 1:3 (1 cement: 3 coarse sand) finished with a floating coat of neat cement - 12 mm cement pl... | sqm | 2.13 | 350.15
Calculated W - SUM of the Amount column above
W as printed in the DAR |  |  |  |  | not printed | This item prints no W (rate table or sub-analysis).
SAY (Rs.) - final DAR rate as printed (fixed value, not computed) |  |  |  |  | 3979.1
19.31 | Extra for depth beyond 45 cm of brick masonry chamber :
19.31.2 | For 500x700 mm size
19.31.2.1 | With common burnt clay F.P.S. (non modular) bricks of class designation 7.5
Details of cost for 1 metre ¦ Source: CivilDAR_2019_Vol_2.pdf, page 844
Code | Description | Unit | Quantity | Rate (Rs.) | Amount (Rs.) | Note
6.1.1 | Rate as per item 6.1.1 - Brick work with common burnt clay F.P.S. (non modular) bricks of class designation 7.5 in foundation and pl... | cum | 0.76 | 6376.25
13.9.1 | Rate as per item 13.9.1 - Cement plaster 1:3 (1 cement: 3 coarse sand) finished with a floating coat of neat cement - 12 mm cement pl... | sqm | 2.4 | 350.15
Calculated W - SUM of the Amount column above
W as printed in the DAR |  |  |  |  | not printed | This item prints no W (rate table or sub-analysis).
SAY (Rs.) - final DAR rate as printed (fixed value, not computed) |  |  |  |  | 5686.3
19.31 | Extra for depth beyond 45 cm of brick masonry chamber :
19.31.3 | For 600x850 mm size
19.31.3.1 | With common burnt clay F.P.S. (non modular) bricks of class designation 7.5
Details of cost for 1 metre ¦ Source: CivilDAR_2019_Vol_2.pdf, page 845
Code | Description | Unit | Quantity | Rate (Rs.) | Amount (Rs.) | Note
6.1.1 | Rate as per item 6.1.1 - Brick work with common burnt clay F.P.S. (non modular) bricks of class designation 7.5 in foundation and pl... | cum | 0.88 | 6376.25
13.9.1 | Rate as per item 13.9.1 - Cement plaster 1:3 (1 cement: 3 coarse sand) finished with a floating coat of neat cement - 12 mm cement pl... | sqm | 2.9 | 350.15
Calculated W - SUM of the Amount column above
W as printed in the DAR |  |  |  |  | not printed | This item prints no W (rate table or sub-analysis).
SAY (Rs.) - final DAR rate as printed (fixed value, not computed) |  |  |  |  | 6626.55
19.32 | Making soak pit 2.5 m diameter 3.0 metre deep with 45 x 45 cm dry brick honey comb shaft with bricks and S.W. drain pipe 100 mm diameter, 1.8 m long complete as per standard design.
19.32.1 | With common burnt clay F.P.S. (non modular) bricks of class designation 7.5
Details of cost for 1 soak ¦ Source: CivilDAR_2019_Vol_2.pdf, page 845
Code | Description | Unit | Quantity | Rate (Rs.) | Amount (Rs.) | Note
2.8.1 | Rate as per item 2.8.1 - Earth work in excavation by mechanical means (Hydraulic excavator) / manual means in foundation trenches or... | cum | 14.73 | 252.3
2.26.1 | Rate as per item 2.26.1 - Extra for every additional lift of 1.5 m or part thereof in excavation / banking excavated or stacked mater... | cum | 7.37 | 90.4
2602 | Common burnt clay F.P.S. (non modular) bricks class designation 7.5 | 1000 Nos | 0.145 | 4500
0362 | Brick bats | cum | 2.74 | 450
0285 | Brick Aggregate (Single size) : 63 mm nominal size | cum | 4.13 | 650
0287 | Brick Aggregate (Single size) : 40 mm nominal size | cum | 6.91 | 650
1854 | Stoneware pipes grade A (60 cm long) 100 mm dia | each | 3 | 55
2260 | Carriage of Brick aggregate | cum | 13.78 | 112.79
2201 | Carriage of Bricks | 1000 Nos | 0.145 | 276.72
9999 | Single matting 2.5x2.5 m = 6.25 sqm | L.S. | 112.14 | 2
5.12 | Rate as per item 5.12 - Providing, hoisting and fixing above plinth level up to floor five level precast reinforced cement concrete... | cum | 0.02 | 8886.35
5.22.1 | Rate as per item 5.22.1 - Steel reinforcement for R.C.C. work including straightening, cutting, bending, placing in position and bind... | kg | 1.6 | 82.1
16.8.1 | Rate as per item 16.8.1 - Brick edging laid lengthwise with half brick depth including excavation, refilling and disposal of surplus... | metre | 8.17 | 46.75
0123 | Mason (brick layer) 1st class | day | 0.5 | 738
0124 | Mason (brick layer) 2nd class | day | 0.5 | 679
0114 | Beldar | day | 3 | 558
0115 | Coolie | day | 3 | 558
Calculated W - SUM of the Amount column above
W as printed in the DAR |  |  |  |  | 20175.31
Difference (calculated - printed)
SAY (Rs.) - final DAR rate as printed (fixed value, not computed) |  |  |  |  | 25278.75
19.33 | Constructing soak pit 1.20x1.20x1.20 m filled with brickbats including S.W. drain pipe 100 mm diameter and 1.20 m long complete as per standard design.
Details of cost for 1 soak ¦ Source: CivilDAR_2019_Vol_2.pdf, page 846
Code | Description | Unit | Quantity | Rate (Rs.) | Amount (Rs.) | Note
2.8.1 | Rate as per item 2.8.1 - Earth work in excavation by mechanical means (Hydraulic excavator) / manual means in foundation trenches or... | cum | 1.73 | 252.3
0362 | Brick bats | cum | 1.73 | 450
2260 | Carriage of Brick aggregate | cum | 1.73 | 112.79
16.8.1 | Rate as per item 16.8.1 - Brick edging laid lengthwise with half brick depth including excavation, refilling and disposal of surplus... | metre | 5.2 | 46.75
1854 | Stoneware pipes grade A (60 cm long) 100 mm dia | each | 2 | 55
9999 | Sundries | L.S. | 25.84 | 2
0114 | Beldar | day | 0.5 | 558
9999 | Sundries | L.S. | 13.52 | 2
Calculated W - SUM of the Amount column above
W as printed in the DAR |  |  |  |  | 2120.93
Difference (calculated - printed)
SAY (Rs.) - final DAR rate as printed (fixed value, not computed) |  |  |  |  | 2608
19.34 | Providing and fixing S.W. intercepting trap in manholes with stiff mixture of cement mortar 1:1 (1 cement : 1 fine sand) including testing of joints etc. complete :
19.34.1 | 100 mm dia
Details of cost for 1 no ¦ Source: CivilDAR_2019_Vol_2.pdf, page 847
Code | Description | Unit | Quantity | Rate (Rs.) | Amount (Rs.) | Note
7128 | S.W. intercepting trap 100 mm dia | each | 1 | 185
9977 | Carriage of trap | L.S. | 1.04 | 2
0367 | Portland Cement (OPC-43 grade) | tonne | 0.0013 | 4940
2209 | Carriage of Cement | tonne | 0.0013 | 92.24
0983 | Fine sand (zone IV) | cum | 0.001 | 900
2261 | Carriage of Fine sand (1 part badarpur sand : 2 parts jamuna sand) | cum | 0.001 | 103.77
1881 | Spun yarn | kilogram | 0.09 | 50
0123 | Mason (brick layer) 1st class | day | 0.02 | 738
0124 | Mason (brick layer) 2nd class | day | 0.02 | 679
0114 | Beldar | day | 0.06 | 558
0101 | Bhisti | day | 0.02 | 617
Calculated W - SUM of the Amount column above
W as printed in the DAR |  |  |  |  | 273.29
Difference (calculated - printed)
SAY (Rs.) - final DAR rate as printed (fixed value, not computed) |  |  |  |  | 365.65
19.34 | Providing and fixing S.W. intercepting trap in manholes with stiff mixture of cement mortar 1:1 (1 cement : 1 fine sand) including testing of joints etc. complete :
19.34.2 | 150 mm dia
Details of cost for 1 no ¦ Source: CivilDAR_2019_Vol_2.pdf, page 848
Code | Description | Unit | Quantity | Rate (Rs.) | Amount (Rs.) | Note
7129 | S.W. intercepting trap 150 mm dia | each | 1 | 240
9977 | Carriage of trap | L.S. | 2.08 | 2
0367 | Portland Cement (OPC-43 grade) | tonne | 0.0019 | 4940
2209 | Carriage of Cement | tonne | 0.0019 | 92.24
0983 | Fine sand (zone IV) | cum | 0.0014 | 900
2261 | Carriage of Fine sand (1 part badarpur sand : 2 parts jamuna sand) | cum | 0.0014 | 103.77
1881 | Spun yarn | kilogram | 0.18 | 50
0123 | Mason (brick layer) 1st class | day | 0.03 | 738
0124 | Mason (brick layer) 2nd class | day | 0.03 | 679
0114 | Beldar | day | 0.08 | 558
0101 | Bhisti | day | 0.03 | 617
Calculated W - SUM of the Amount column above
W as printed in the DAR |  |  |  |  | 369.79
Difference (calculated - printed)
SAY (Rs.) - final DAR rate as printed (fixed value, not computed) |  |  |  |  | 494.75
19.35 | Providing and laying Non Pressure NP-3 class (Medium duty) R.C.C. pipes including collars/spigot jointed with stiff mixture of cement mortar in the proportion of 1:2 (1 cement : 2 fine sand) including testing of joints etc. complete
19.35.1 | 450 mm dia RCC pipes. Detail for 10 metre MATERIALS :
Details of cost for 10 metre ¦ Source: CivilDAR_2019_Vol_2.pdf, page 848
Code | Description | Unit | Quantity | Rate (Rs.) | Amount (Rs.) | Note
1728 | RCC pipe 450 mm dia NP-3 spigot | metre | 10 | 1496
2299 | Carriage of R.C.C. pipes 450 & 500 mm dia | 100 metre | 0.1 | 2520.19
0367 | Portland Cement (OPC-43 grade) | tonne | 0.012 | 4940
2209 | Carriage of Cement | tonne | 0.012 | 92.24
0983 | Fine sand (zone IV) | cum | 0.017 | 900
2261 | Carriage of Fine sand (1 part badarpur sand : 2 parts jamuna sand) | cum | 0.017 | 103.77
0123 | Mason (brick layer) 1st class | day | 0.375 | 738
0124 | Mason (brick layer) 2nd class | day | 0.375 | 679
0114 | Beldar | day | 2.41 | 558
0101 | Bhisti | day | 0.33 | 617
Calculated W - SUM of the Amount column above
W as printed in the DAR |  |  |  |  | 17369.23
Difference (calculated - printed)
SAY (Rs.) - final DAR rate as printed (fixed value, not computed) |  |  |  |  | 2323.9
19.35 | Providing and laying Non Pressure NP-3 class (Medium duty) R.C.C. pipes including collars/spigot jointed with stiff mixture of cement mortar in the proportion of 1:2 (1 cement : 2 fine sand) including testing of joints etc. complete
19.35.2 | 600 mm dia RCC pipes. Detail for 10 metre MATERIALS :
Details of cost for 10 metre ¦ Source: CivilDAR_2019_Vol_2.pdf, page 849
Code | Description | Unit | Quantity | Rate (Rs.) | Amount (Rs.) | Note
1729 | RCC pipe 600 mm dia NP-3 spigot | metre | 10 | 1995
2303 | Carriage of R.C.C. pipes 600, 700, 750 & 800 mm dia | 100 metre | 0.1 | 3780.28
0367 | Portland Cement (OPC-43 grade) | tonne | 0.016 | 4940
2209 | Carriage of Cement | tonne | 0.016 | 92.24
0983 | Fine sand (zone IV) | cum | 0.022 | 900
2261 | Carriage of Fine sand (1 part badarpur sand : 2 parts jamuna sand) | cum | 0.022 | 103.77
0123 | Mason (brick layer) 1st class | day | 0.46 | 738
0124 | Mason (brick layer) 2nd class | day | 0.46 | 679
0114 | Beldar | day | 1.83 | 558
0101 | Bhisti | day | 0.33 | 617
Calculated W - SUM of the Amount column above
W as printed in the DAR |  |  |  |  | 22307.2
Difference (calculated - printed)
SAY (Rs.) - final DAR rate as printed (fixed value, not computed) |  |  |  |  | 2984.55
19.35 | Providing and laying Non Pressure NP-3 class (Medium duty) R.C.C. pipes including collars/spigot jointed with stiff mixture of cement mortar in the proportion of 1:2 (1 cement : 2 fine sand) including testing of joints etc. complete
19.35.3 | 900 mm dia RCC pipes. Detail for 10 metre MATERIALS :
Details of cost for 10 metre ¦ Source: CivilDAR_2019_Vol_2.pdf, page 849
Code | Description | Unit | Quantity | Rate (Rs.) | Amount (Rs.) | Note
1730 | RCC pipe 900 mm dia NP-3 spigot | metre | 10 | 3150
2331 | Carriage of R.C.C. pipes 900 mm dia | 100 metre | 0.1 | 5670.42
0367 | Portland Cement (OPC-43 grade) | tonne | 0.025 | 4940
2209 | Carriage of Cement | tonne | 0.025 | 92.24
0983 | Fine sand (zone IV) | cum | 0.033 | 900
2261 | Carriage of Fine sand (1 part badarpur sand : 2 parts jamuna sand) | cum | 0.033 | 103.77
0123 | Mason (brick layer) 1st class | day | 0.625 | 738
0124 | Mason (brick layer) 2nd class | day | 0.625 | 679
0114 | Beldar | day | 3 | 558
0101 | Bhisti | day | 0.5 | 617
Calculated W - SUM of the Amount column above
W as printed in the DAR |  |  |  |  | 35094.1
Difference (calculated - printed)
SAY (Rs.) - final DAR rate as printed (fixed value, not computed) |  |  |  |  | 4695.35
19.35 | Providing and laying Non Pressure NP-3 class (Medium duty) R.C.C. pipes including collars/spigot jointed with stiff mixture of cement mortar in the proportion of 1:2 (1 cement : 2 fine sand) including testing of joints etc. complete
19.35.4 | 1000 mm dia RCC pipes. (Laying by manual/ machanical means) Detail for 10 metre MATERIALS :
Details of cost for 10 metre ¦ Source: CivilDAR_2019_Vol_2.pdf, page 850
Code | Description | Unit | Quantity | Rate (Rs.) | Amount (Rs.) | Note
1731 | RCC pipe 1000 mm dia NP-3 spigot | metre | 10 | 3885
2332 | Carriage of R.C.C. pipes 1000 mm dia | 100 metre | 0.1 | 7560.57
0367 | Portland Cement (OPC-43 grade) | tonne | 0.028 | 4940
2209 | Carriage of Cement | tonne | 0.028 | 92.24
0983 | Fine sand (zone IV) | cum | 0.037 | 900
2261 | Carriage of Fine sand (1 part badarpur sand : 2 parts jamuna sand) | cum | 0.037 | 103.77
0123 | Mason (brick layer) 1st class | day | 0.68 | 738
0124 | Mason (brick layer) 2nd class | day | 0.68 | 679
0114 | Beldar | day | 4.33 | 558
0101 | Bhisti | day | 0.5 | 617
Calculated W - SUM of the Amount column above
W as printed in the DAR |  |  |  |  | 43472.3
Difference (calculated - printed)
SAY (Rs.) - final DAR rate as printed (fixed value, not computed) |  |  |  |  | 5816.3
19.35 | Providing and laying Non Pressure NP-3 class (Medium duty) R.C.C. pipes including collars/spigot jointed with stiff mixture of cement mortar in the proportion of 1:2 (1 cement : 2 fine sand) including testing of joints etc. complete
19.35.5 | 1200 mm dia RCC pipes. (Laying by manual/ machanical means) Detail for 10 metre MATERIALS :
Details of cost for 10 metre ¦ Source: CivilDAR_2019_Vol_2.pdf, page 851
Code | Description | Unit | Quantity | Rate (Rs.) | Amount (Rs.) | Note
1732 | RCC pipe 1200 mm dia NP-3 spigot | metre | 10 | 5040
2334 | Carriage of R.C.C. pipes 1200 mm dia | 100 metre | 0.1 | 7560.57
0367 | Portland Cement (OPC-43 grade) | tonne | 0.034 | 4940
2209 | Carriage of Cement | tonne | 0.034 | 92.24
0983 | Fine sand (zone IV) | cum | 0.046 | 900
2261 | Carriage of Fine sand (1 part badarpur sand : 2 parts jamuna sand) | cum | 0.046 | 103.77
0123 | Mason (brick layer) 1st class | day | 0.795 | 738
0124 | Mason (brick layer) 2nd class | day | 0.795 | 679
0114 | Beldar | day | 8.67 | 558
0101 | Bhisti | day | 0.67 | 617
Calculated W - SUM of the Amount column above
W as printed in the DAR |  |  |  |  | 57751.09
Difference (calculated - printed)
SAY (Rs.) - final DAR rate as printed (fixed value, not computed) |  |  |  |  | 7726.75
19.35 | Providing and laying Non Pressure NP-3 class (Medium duty) R.C.C. pipes including collars/spigot jointed with stiff mixture of cement mortar in the proportion of 1:2 (1 cement : 2 fine sand) including testing of joints etc. complete
19.35.6 | 1800 mm dia RCC pipes. (Laying by manual/ machenical means) Detail for 10 metre MATERIALS :
Details of cost for 10 metre ¦ Source: CivilDAR_2019_Vol_2.pdf, page 851
Code | Description | Unit | Quantity | Rate (Rs.) | Amount (Rs.) | Note
1733 | RCC pipe 1800 mm dia NP-3 spigot | metre | 10 | 9450
2336 | Carriage of RCC pipe above 1200 mm dia and upto 1800 mm dia | 100 metre | 0.1 | 7560.57
0367 | Portland Cement (OPC-43 grade) | tonne | 0.049 | 4940
2209 | Carriage of Cement | tonne | 0.049 | 92.24
0983 | Fine sand (zone IV) | cum | 0.055 | 900
2261 | Carriage of Fine sand (1 part badarpur sand : 2 parts jamuna sand) | cum | 0.055 | 103.77
0123 | Mason (brick layer) 1st class | day | 1.15 | 738
0124 | Mason (brick layer) 2nd class | day | 1.15 | 679
0114 | Beldar | day | 13 | 558
0101 | Bhisti | day | 1 | 617
Calculated W - SUM of the Amount column above
W as printed in the DAR |  |  |  |  | 105058.39
Difference (calculated - printed)
SAY (Rs.) - final DAR rate as printed (fixed value, not computed) |  |  |  |  | 14056.15
19.36 | Providing and laying Non Pressure NP-4 class (Heavy duty) R.C.C. pipes including collars/spigot jointed with stiff mixture of cement mortar in the proportion of 1:2 (1 cement : 2 fine sand) including testing of joints etc. complete
19.36.1 | 450 mm dia RCC pipes. Detail for 10 metre MATERIALS :
Details of cost for 10 metre ¦ Source: CivilDAR_2019_Vol_2.pdf, page 852
Code | Description | Unit | Quantity | Rate (Rs.) | Amount (Rs.) | Note
1734 | RCC pipe 450 mm dia NP-4 spigot | metre | 10 | 1733
2299 | Carriage of R.C.C. pipes 450 & 500 mm dia | 100 metre | 0.1 | 2520.19
0367 | Portland Cement (OPC-43 grade) | tonne | 0.012 | 4940
2209 | Carriage of Cement | tonne | 0.012 | 92.24
0983 | Fine sand (zone IV) | cum | 0.017 | 900
2261 | Carriage of Fine sand (1 part badarpur sand : 2 parts jamuna sand) | cum | 0.017 | 103.77
0123 | Mason (brick layer) 1st class | day | 0.375 | 738
0124 | Mason (brick layer) 2nd class | day | 0.375 | 679
0114 | Beldar | day | 2.41 | 558
0101 | Bhisti | day | 0.33 | 617
Calculated W - SUM of the Amount column above
W as printed in the DAR |  |  |  |  | 19739.23
Difference (calculated - printed)
SAY (Rs.) - final DAR rate as printed (fixed value, not computed) |  |  |  |  | 2641
19.36 | Providing and laying Non Pressure NP-4 class (Heavy duty) R.C.C. pipes including collars/spigot jointed with stiff mixture of cement mortar in the proportion of 1:2 (1 cement : 2 fine sand) including testing of joints etc. complete
19.36.2 | 600 mm dia RCC pipes. Detail for 10 metre MATERIALS :
Details of cost for 10 metre ¦ Source: CivilDAR_2019_Vol_2.pdf, page 852
Code | Description | Unit | Quantity | Rate (Rs.) | Amount (Rs.) | Note
1735 | RCC pipe 600 mm dia pipe NP-4 spigot | metre | 10 | 2310
2303 | Carriage of R.C.C. pipes 600, 700, 750 & 800 mm dia | 100 metre | 0.1 | 3780.28
0367 | Portland Cement (OPC-43 grade) | tonne | 0.016 | 4940
2209 | Carriage of Cement | tonne | 0.016 | 92.24
0983 | Fine sand (zone IV) | cum | 0.022 | 900
2261 | Carriage of Fine sand (1 part badarpur sand : 2 parts jamuna sand) | cum | 0.022 | 103.77
0123 | Mason (brick layer) 1st class | day | 0.46 | 738
0124 | Mason (brick layer) 2nd class | day | 0.46 | 679
0114 | Beldar | day | 1.83 | 558
0101 | Bhisti | day | 0.33 | 617
Calculated W - SUM of the Amount column above
W as printed in the DAR |  |  |  |  | 25457.2
Difference (calculated - printed)
SAY (Rs.) - final DAR rate as printed (fixed value, not computed) |  |  |  |  | 3406
19.36 | Providing and laying Non Pressure NP-4 class (Heavy duty) R.C.C. pipes including collars/spigot jointed with stiff mixture of cement mortar in the proportion of 1:2 (1 cement : 2 fine sand) including testing of joints etc. complete
19.36.3 | 900 mm dia RCC pipes. Detail for 10 metre MATERIALS :
Details of cost for 10 metre ¦ Source: CivilDAR_2019_Vol_2.pdf, page 853
Code | Description | Unit | Quantity | Rate (Rs.) | Amount (Rs.) | Note
1736 | RCC pipe 900 mm dia pipe NP-4 spigot | metre | 10 | 4494
2331 | R.C.C. pipes 900 mm dia | 100 metre | 0.1 | 5670.42
0367 | Portland Cement (OPC-43 grade) | tonne | 0.025 | 4940
2209 | Carriage of Cement | tonne | 0.025 | 92.24
0983 | Fine sand (zone IV) | cum | 0.033 | 900
2261 | Carriage of Fine sand (1 part badarpur sand : 2 parts jamuna sand) | cum | 0.033 | 103.77
0123 | Mason (brick layer) 1st class | day | 0.625 | 738
0124 | Mason (brick layer) 2nd class | day | 0.625 | 679
0114 | Beldar | day | 3 | 558
0101 | Bhisti | day | 0.5 | 617
Calculated W - SUM of the Amount column above
W as printed in the DAR |  |  |  |  | 48534.1
Difference (calculated - printed)
SAY (Rs.) - final DAR rate as printed (fixed value, not computed) |  |  |  |  | 6493.55
19.36 | Providing and laying Non Pressure NP-4 class (Heavy duty) R.C.C. pipes including collars/spigot jointed with stiff mixture of cement mortar in the proportion of 1:2 (1 cement : 2 fine sand) including testing of joints etc. complete
19.36.4 | 1000 mm dia RCC pipes.(Laying by manual/ machanical means) Detail for 10 metre MATERIALS :
Details of cost for 10 metre ¦ Source: CivilDAR_2019_Vol_2.pdf, page 853
Code | Description | Unit | Quantity | Rate (Rs.) | Amount (Rs.) | Note
1737 | RCC pipe 1000 mm dia pipe NP-4 spigot | metre | 10 | 5565
2332 | Carriage of R.C.C. pipes 1000 mm dia | 100 metre | 0.1 | 7560.57
0367 | Portland Cement (OPC-43 grade) | tonne | 0.028 | 4940
2209 | Carriage of Cement | tonne | 0.028 | 92.24
0983 | Fine sand (zone IV) | cum | 0.037 | 900
2261 | Carriage of Fine sand (1 part badarpur sand : 2 parts jamuna sand) | cum | 0.037 | 103.77
0123 | Mason (brick layer) 1st class | day | 0.68 | 738
0124 | Mason (brick layer) 2nd class | day | 0.68 | 679
0114 | Beldar | day | 4.33 | 558
0101 | Bhisti | day | 0.5 | 617
Calculated W - SUM of the Amount column above
W as printed in the DAR |  |  |  |  | 60272.3
Difference (calculated - printed)
SAY (Rs.) - final DAR rate as printed (fixed value, not computed) |  |  |  |  | 8064.05
19.36 | Providing and laying Non Pressure NP-4 class (Heavy duty) R.C.C. pipes including collars/spigot jointed with stiff mixture of cement mortar in the proportion of 1:2 (1 cement : 2 fine sand) including testing of joints etc. complete
19.36.5 | 1200 mm dia RCC pipes. (Laying by manual/ machanical means) Detail for 10 metre MATERIALS :
Details of cost for 10 metre ¦ Source: CivilDAR_2019_Vol_2.pdf, page 854
Code | Description | Unit | Quantity | Rate (Rs.) | Amount (Rs.) | Note
1738 | RCC pipe 1200 mm dia pipe NP-4 spigot | metre | 10 | 6510
2334 | Carriage of R.C.C. pipes 1200 mm dia | 100 metre | 0.1 | 7560.57
0367 | Portland Cement (OPC-43 grade) | tonne | 0.034 | 4940
2209 | Carriage of Cement | tonne | 0.034 | 92.24
0983 | Fine sand (zone IV) | cum | 0.046 | 900
2261 | Carriage of Fine sand (1 part badarpur sand : 2 parts jamuna sand) | cum | 0.046 | 103.77
0123 | Mason (brick layer) 1st class | day | 0.795 | 738
0124 | Mason (brick layer) 2nd class | day | 0.795 | 679
0114 | Beldar | day | 8.67 | 558
0101 | Bhisti | day | 0.67 | 617
Calculated W - SUM of the Amount column above
W as printed in the DAR |  |  |  |  | 72451.09
Difference (calculated - printed)
SAY (Rs.) - final DAR rate as printed (fixed value, not computed) |  |  |  |  | 9693.5
19.36 | Providing and laying Non Pressure NP-4 class (Heavy duty) R.C.C. pipes including collars/spigot jointed with stiff mixture of cement mortar in the proportion of 1:2 (1 cement : 2 fine sand) including testing of joints etc. complete
19.36.6 | 1800 mm dia RCC pipes. (Laying by manual/ machanical means) Detail for 10 metre MATERIALS :
Details of cost for 10 metre ¦ Source: CivilDAR_2019_Vol_2.pdf, page 855
Code | Description | Unit | Quantity | Rate (Rs.) | Amount (Rs.) | Note
1739 | RCC pipe 1800 mm dia pipe NP-4 spigot | metre | 10 | 13650
2336 | RCC pipe above 1200 mm dia and upto 1800 mm dia | 100 metre | 0.1 | 7560.57
0367 | Portland Cement (OPC-43 grade) | tonne | 0.049 | 4940
2209 | Carriage of Cement | tonne | 0.049 | 92.24
0983 | Fine sand (zone IV) | cum | 0.055 | 900
2261 | Carriage of Fine sand (1 part badarpur sand : 2 parts jamuna sand) | cum | 0.055 | 103.77
0123 | Mason (brick layer) 1st class | day | 1.15 | 738
0114 | Beldar | day | 13 | 558
0101 | Bhisti | day | 1 | 617
Calculated W - SUM of the Amount column above
W as printed in the DAR |  |  |  |  | 146277.54
Difference (calculated - printed)
SAY (Rs.) - final DAR rate as printed (fixed value, not computed) |  |  |  |  | 19571

## 20_Pile_Work
SUB-HEAD 20: PILE WORK
43 priced items. Amount and Calculated W are live Excel formulas (Quantity x Rate, SUM); the printed W and SAY are the DAR's own figures. Edit any Quantity or Rate and the item's calculated W recalculates.
20.1 | Providing, driving with hydraulic piling rigs with power units and installing driven cast-in-situ reinforced cement concrete piles of grade M-25 of specified diameter and length below the pile cap, to carry safe working load not less than specified, excluding the cost of steel reinforcement but including the cost of shoe and the length of pile to be embedded in the pile cap etc. all complete. (Length of pile for payment shall be measured from top of shoe to the bottom of pile cap) :
20.1.1 | 400 mm dia piles
Details of cost for 20 metre ¦ Source: CivilDAR_2019_Vol_2.pdf, page 858
Code | Description | Unit | Quantity | Rate (Rs.) | Amount (Rs.) | Note
5.33.1 | Rate as per item 5.33.1 - Providing and laying in position machine batched and machine mixed design mix M-25 grade cement concrete fo... | cum | 2.51 | 7997.3
9999 | Sundries | L.S. | 521.08 | 2
7181 | C.I. pile shoe of 80 kg per pile | kilogram | 80 | 48
7182 | M.S. clamps for pile shoe of 35 kg per pile | kilogram | 35 | 43
0024 | Hire and running charges of hydraulic piling rig with power unit etc. including complete accessories and shifting at site. | day | 0.36 | 30000
0025 | Hire and running charges of light crane. | day | 0.06 | 3000
0130 | Mistry | day | 0.08 | 738
0114 | Beldar | day | 2 | 558
Calculated W - SUM of the Amount column above
W as printed in the DAR |  |  |  |  | 38615.42
Difference (calculated - printed)
SAY (Rs.) - final DAR rate as printed (fixed value, not computed) |  |  |  |  | 2244.1
20.1 | Providing, driving with hydraulic piling rigs with power units and installing driven cast-in-situ reinforced cement concrete piles of grade M-25 of specified diameter and length below the pile cap, to carry safe working load not less than specified, excluding the cost of steel reinforcement but including the cost of shoe and the length of pile to be embedded in the pile cap etc. all complete. (Length of pile for payment shall be measured from top of shoe to the bottom of pile cap) :
20.1.2 | 450 mm dia piles
Details of cost for 20 metre ¦ Source: CivilDAR_2019_Vol_2.pdf, page 858
Code | Description | Unit | Quantity | Rate (Rs.) | Amount (Rs.) | Note
5.33.1 | Rate as per item 5.33.1 - Providing and laying in position machine batched and machine mixed design mix M-25 grade cement concrete fo... | cum | 3.18 | 7997.3
9999 | Sundries | L.S. | 392.7 | 2
7181 | C.I. pile shoe of 80 kg per pile | kilogram | 80 | 48
7182 | M.S. clamps for pile shoe of 35 kg per pile | kilogram | 35 | 43
0024 | Hire and running charges of hydraulic piling rig with power unit etc. including complete accessories and shifting at site. | day | 0.48 | 30000
0025 | Hire and running charges of light crane. | day | 0.06 | 3000
0130 | Mistry | day | 0.08 | 738
0114 | Beldar | day | 2 | 558
Calculated W - SUM of the Amount column above
W as printed in the DAR |  |  |  |  | 47316.85
Difference (calculated - printed)
SAY (Rs.) - final DAR rate as printed (fixed value, not computed) |  |  |  |  | 2735.65
20.1 | Providing, driving with hydraulic piling rigs with power units and installing driven cast-in-situ reinforced cement concrete piles of grade M-25 of specified diameter and length below the pile cap, to carry safe working load not less than specified, excluding the cost of steel reinforcement but including the cost of shoe and the length of pile to be embedded in the pile cap etc. all complete. (Length of pile for payment shall be measured from top of shoe to the bottom of pile cap) :
20.1.3 | 500 mm dia piles
Details of cost for 20 metre ¦ Source: CivilDAR_2019_Vol_2.pdf, page 859
Code | Description | Unit | Quantity | Rate (Rs.) | Amount (Rs.) | Note
5.33.1 | Rate as per item 5.33.1 - Providing and laying in position machine batched and machine mixed design mix M-25 grade cement concrete fo... | cum | 3.925 | 7997.3
9999 | Sundries | L.S. | 530 | 2
7181 | C.I. pile shoe of 80 kg per pile | kilogram | 80 | 48
7182 | M.S. clamps for pile shoe of 35 kg per pile | kilogram | 35 | 43
0024 | Hire and running charges of hydraulic piling rig with power unit etc. including complete accessories and shifting at site. | day | 0.6 | 30000
0025 | Hire and running charges of light crane. | day | 0.06 | 3000
0130 | Mistry | day | 0.08 | 738
0114 | Beldar | day | 2 | 558
Calculated W - SUM of the Amount column above
W as printed in the DAR |  |  |  |  | 57149.44
Difference (calculated - printed)
SAY (Rs.) - final DAR rate as printed (fixed value, not computed) |  |  |  |  | 3292.75
20.1 | Providing, driving with hydraulic piling rigs with power units and installing driven cast-in-situ reinforced cement concrete piles of grade M-25 of specified diameter and length below the pile cap, to carry safe working load not less than specified, excluding the cost of steel reinforcement but including the cost of shoe and the length of pile to be embedded in the pile cap etc. all complete. (Length of pile for payment shall be measured from top of shoe to the bottom of pile cap) :
20.1.4 | 550 mm dia piles
Details of cost for 20 metre ¦ Source: CivilDAR_2019_Vol_2.pdf, page 860
Code | Description | Unit | Quantity | Rate (Rs.) | Amount (Rs.) | Note
5.33.1 | Rate as per item 5.33.1 - Providing and laying in position machine batched and machine mixed design mix M-25 grade cement concrete fo... | cum | 4.75 | 7997.3
9999 | Sundries | L.S. | 371.88 | 2
7181 | C.I. pile shoe of 80 kg per pile | kilogram | 80 | 48
7182 | M.S. clamps for pile shoe of 35 kg per pile | kilogram | 35 | 43
0024 | Hire and running charges of hydraulic piling rig with power unit etc. including complete accessories and shifting at site. | day | 0.6 | 30000
0025 | Hire and running charges of light crane. | day | 0.06 | 3000
0130 | Mistry | day | 0.08 | 738
0114 | Beldar | day | 2 | 558
Calculated W - SUM of the Amount column above
W as printed in the DAR |  |  |  |  | 63430.98
Difference (calculated - printed)
SAY (Rs.) - final DAR rate as printed (fixed value, not computed) |  |  |  |  | 3601.45
20.1 | Providing, driving with hydraulic piling rigs with power units and installing driven cast-in-situ reinforced cement concrete piles of grade M-25 of specified diameter and length below the pile cap, to carry safe working load not less than specified, excluding the cost of steel reinforcement but including the cost of shoe and the length of pile to be embedded in the pile cap etc. all complete. (Length of pile for payment shall be measured from top of shoe to the bottom of pile cap) :
20.1.5 | 750 mm dia piles
Details of cost for 15 metre ¦ Source: CivilDAR_2019_Vol_2.pdf, page 861
Code | Description | Unit | Quantity | Rate (Rs.) | Amount (Rs.) | Note
5.33.1 | Rate as per item 5.33.1 - Providing and laying in position machine batched and machine mixed design mix M-25 grade cement concrete fo... | cum | 6.62 | 7997.3
9999 | Sundries | L.S. | 573.57 | 2
7181 | C.I. pile shoe of 80 kg per pile | kilogram | 80 | 48
7182 | M.S. clamps for pile shoe of 35 kg per pile | kilogram | 35 | 43
0024 | Hire and running charges of hydraulic piling rig with power unit etc. including complete accessories and shifting at site. | day | 0.7 | 30000
0025 | Hire and running charges of light crane. | day | 0.06 | 3000
0130 | Mistry | day | 0.14 | 738
0114 | Beldar | day | 3.5 | 558
Calculated W - SUM of the Amount column above
W as printed in the DAR |  |  |  |  | 82670.59
Difference (calculated - printed)
SAY (Rs.) - final DAR rate as printed (fixed value, not computed) |  |  |  |  | 6181.15
20.1 | Providing, driving with hydraulic piling rigs with power units and installing driven cast-in-situ reinforced cement concrete piles of grade M-25 of specified diameter and length below the pile cap, to carry safe working load not less than specified, excluding the cost of steel reinforcement but including the cost of shoe and the length of pile to be embedded in the pile cap etc. all complete. (Length of pile for payment shall be measured from top of shoe to the bottom of pile cap) :
20.1.6 | 1000 mm dia piles
Details of cost for 10 metre ¦ Source: CivilDAR_2019_Vol_2.pdf, page 861
Code | Description | Unit | Quantity | Rate (Rs.) | Amount (Rs.) | Note
5.33.1 | Rate as per item 5.33.1 - Providing and laying in position machine batched and machine mixed design mix M-25 grade cement concrete fo... | cum | 7.85 | 7997.3
9999 | Sundries | L.S. | 897.89 | 2
7181 | C.I. pile shoe of 80 kg per pile | kilogram | 80 | 48
7182 | M.S. clamps for pile shoe of 35 kg per pile | kilogram | 35 | 43
0024 | Hire and running charges of hydraulic piling rig with power unit etc. including complete accessories and shifting at site. | day | 0.68 | 30000
0025 | Hire and running charges of light crane. | day | 0.06 | 3000
0130 | Mistry | day | 0.16 | 738
0114 | Beldar | day | 4 | 558
Calculated W - SUM of the Amount column above
W as printed in the DAR |  |  |  |  | 92849.67
Difference (calculated - printed)
SAY (Rs.) - final DAR rate as printed (fixed value, not computed) |  |  |  |  | 10301.15
20.1 | Providing, driving with hydraulic piling rigs with power units and installing driven cast-in-situ reinforced cement concrete piles of grade M-25 of specified diameter and length below the pile cap, to carry safe working load not less than specified, excluding the cost of steel reinforcement but including the cost of shoe and the length of pile to be embedded in the pile cap etc. all complete. (Length of pile for payment shall be measured from top of shoe to the bottom of pile cap) :
20.1.7 | 1200 mm dia piles
Details of cost for 9 metre ¦ Source: CivilDAR_2019_Vol_2.pdf, page 862
Code | Description | Unit | Quantity | Rate (Rs.) | Amount (Rs.) | Note
5.33.1 | Rate as per item 5.33.1 - Providing and laying in position machine batched and machine mixed design mix M-25 grade cement concrete fo... | cum | 10.17 | 7997.3
9999 | Sundries | L.S. | 733.37 | 2
7181 | C.I. pile shoe of 80 kg per pile | kilogram | 80 | 48
7182 | M.S. clamps for pile shoe of 35 kg per pile | kilogram | 35 | 43
0024 | Hire and running charges of hydraulic piling rig with power unit etc. including complete accessories and shifting at site. | day | 0.67 | 30000
0025 | Hire and running charges of light crane. | day | 0.06 | 3000
0130 | Mistry | day | 0.18 | 738
0114 | Beldar | day | 4.5 | 558
Calculated W - SUM of the Amount column above
W as printed in the DAR |  |  |  |  | 111068.12
Difference (calculated - printed)
SAY (Rs.) - final DAR rate as printed (fixed value, not computed) |  |  |  |  | 13457.45
20.1 | Providing, driving with hydraulic piling rigs with power units and installing driven cast-in-situ reinforced cement concrete piles of grade M-25 of specified diameter and length below the pile cap, to carry safe working load not less than specified, excluding the cost of steel reinforcement but including the cost of shoe and the length of pile to be embedded in the pile cap etc. all complete. (Length of pile for payment shall be measured from top of shoe to the bottom of pile cap) :
20.1.8 | 1500 mm dia piles
Details of cost for 9 metre ¦ Source: CivilDAR_2019_Vol_2.pdf, page 863
Code | Description | Unit | Quantity | Rate (Rs.) | Amount (Rs.) | Note
5.33.1 | Rate as per item 5.33.1 - Providing and laying in position machine batched and machine mixed design mix M-25 grade cement concrete fo... | cum | 15.9 | 7997.3
9999 | Sundries | L.S. | 1113.48 | 2
7181 | C.I. pile shoe of 80 kg per pile | kilogram | 80 | 48
7182 | M.S. clamps for pile shoe of 35 kg per pile | kilogram | 35 | 43
0024 | Hire and running charges of hydraulic piling rig with power unit etc. including complete accessories and shifting at site. | day | 0.77 | 30000
0025 | Hire and running charges of light crane. | day | 0.1 | 3000
0130 | Mistry | day | 0.2 | 738
0114 | Beldar | day | 5 | 558
Calculated W - SUM of the Amount column above
W as printed in the DAR |  |  |  |  | 161066.63
Difference (calculated - printed)
SAY (Rs.) - final DAR rate as printed (fixed value, not computed) |  |  |  |  | 19169.55
20.2 | Boring, providing and installation bored cast-in-situ reinforced cement concrete piles of grade M-25 of specified diameter and length below the pile cap, to carry a safe working load not less than specified, excluding the cost of steel reinforcement but including the cost of boring with bentonite solution and temporary casing of appropriate length for setting out and removal of same and the length of the pile to be embedded in the pile cap etc. by percussion drilling using Direct mud circulation (DMC) or Bailer and chisel technique by tripod and mechanical Winch Machine all complete, including removal of excavated earth with all its lifts and leads (length of pile for payment shall be measured up to bottom of pile cap). Note: Truck Mounted rotary/TMR/Tubewell boring machine shall not be used .
20.2.1 | 450 mm dia piles
Details of cost for 20 metre ¦ Source: CivilDAR_2019_Vol_2.pdf, page 863
Code | Description | Unit | Quantity | Rate (Rs.) | Amount (Rs.) | Note
5.33.1 | Rate as per item 5.33.1 - Providing and laying in position machine batched and machine mixed design mix M-25 grade cement concrete fo... | cum | 3.18 | 7997.3
7183 | Bentonite | tonne | 0.25 | 2960
9999 | Sundries | L.S. | 230.69 | 2
0015 | Hire and running charges of Tripod and Mechanical Winch machine complete with power unit and accessories | day | 0.94 | 1900
0025 | Hire and running charges of light crane. | day | 0.06 | 3000
0026 | Hire and running charges of bentonite pump. | day | 0.38 | 3500
0018 | Hire and running charges of loader | day | 0.3 | 5000
0017 | Hire and running charges of tipper | day | 0.3 | 1700
0130 | Mistry | day | 0.12 | 738
0114 | Beldar | day | 2.5 | 558
Calculated W - SUM of the Amount column above
W as printed in the DAR |  |  |  |  | 33422.35
Difference (calculated - printed)
SAY (Rs.) - final DAR rate as printed (fixed value, not computed) |  |  |  |  | 1806.15
20.2 | Boring, providing and installation bored cast-in-situ reinforced cement concrete piles of grade M-25 of specified diameter and length below the pile cap, to carry a safe working load not less than specified, excluding the cost of steel reinforcement but including the cost of boring with bentonite solution and temporary casing of appropriate length for setting out and removal of same and the length of the pile to be embedded in the pile cap etc. by percussion drilling using Direct mud circulation (DMC) or Bailer and chisel technique by tripod and mechanical Winch Machine all complete, including removal of excavated earth with all its lifts and leads (length of pile for payment shall be measured up to bottom of pile cap). Note: Truck Mounted rotary/TMR/Tubewell boring machine shall not be used .
20.2.2 | 500 mm dia piles
Details of cost for 20 metre ¦ Source: CivilDAR_2019_Vol_2.pdf, page 864
Code | Description | Unit | Quantity | Rate (Rs.) | Amount (Rs.) | Note
5.33.1 | Rate as per item 5.33.1 - Providing and laying in position machine batched and machine mixed design mix M-25 grade cement concrete fo... | cum | 3.925 | 7997.3
7183 | Bentonite | tonne | 0.28 | 2960
9999 | Sundries | L.S. | 87.95 | 2
0015 | Hire and running charges of Tripod and Mechanical Winch machine complete with power unit and accessories | day | 1.2 | 1900
0025 | Hire and running charges of light crane. | day | 0.06 | 3000
0026 | Hire and running charges of bentonite pump. | day | 0.38 | 3500
0017 | Hire and running charges of tipper | day | 0.3 | 1700
0018 | Hire and running charges of loader | day | 0.3 | 5000
0130 | Mistry | day | 0.12 | 738
0114 | Beldar | day | 2.5 | 558
Calculated W - SUM of the Amount column above
W as printed in the DAR |  |  |  |  | 39677.66
Difference (calculated - printed)
SAY (Rs.) - final DAR rate as printed (fixed value, not computed) |  |  |  |  | 2123.95
20.2 | Boring, providing and installation bored cast-in-situ reinforced cement concrete piles of grade M-25 of specified diameter and length below the pile cap, to carry a safe working load not less than specified, excluding the cost of steel reinforcement but including the cost of boring with bentonite solution and temporary casing of appropriate length for setting out and removal of same and the length of the pile to be embedded in the pile cap etc. by percussion drilling using Direct mud circulation (DMC) or Bailer and chisel technique by tripod and mechanical Winch Machine all complete, including removal of excavated earth with all its lifts and leads (length of pile for payment shall be measured up to bottom of pile cap). Note: Truck Mounted rotary/TMR/Tubewell boring machine shall not be used .
20.2.3 | 600 mm dia piles
Details of cost for 20 metre ¦ Source: CivilDAR_2019_Vol_2.pdf, page 865
Code | Description | Unit | Quantity | Rate (Rs.) | Amount (Rs.) | Note
5.33.1 | Rate as per item 5.33.1 - Providing and laying in position machine batched and machine mixed design mix M-25 grade cement concrete fo... | cum | 5.65 | 7997.3
7183 | Bentonite | tonne | 0.33 | 2960
9999 | Sundries | L.S. | 317.43 | 2
0015 | Hire and running charges of Tripod and Mechanical Winch machine complete with power unit and accessories | day | 1.5 | 1900
0025 | Hire and running charges of light crane. | day | 0.06 | 3000
0026 | Hire and running charges of bentonite pump. | day | 0.38 | 3500
0017 | Hire and running charges of tipper | day | 0.3 | 1700
0018 | Hire and running charges of loader | day | 0.3 | 5000
0130 | Mistry | day | 0.12 | 738
0114 | Beldar | day | 3 | 558
Calculated W - SUM of the Amount column above
W as printed in the DAR |  |  |  |  | 54928.97
Difference (calculated - printed)
SAY (Rs.) - final DAR rate as printed (fixed value, not computed) |  |  |  |  | 2911.1
20.2 | Boring, providing and installation bored cast-in-situ reinforced cement concrete piles of grade M-25 of specified diameter and length below the pile cap, to carry a safe working load not less than specified, excluding the cost of steel reinforcement but including the cost of boring with bentonite solution and temporary casing of appropriate length for setting out and removal of same and the length of the pile to be embedded in the pile cap etc. by percussion drilling using Direct mud circulation (DMC) or Bailer and chisel technique by tripod and mechanical Winch Machine all complete, including removal of excavated earth with all its lifts and leads (length of pile for payment shall be measured up to bottom of pile cap). Note: Truck Mounted rotary/TMR/Tubewell boring machine shall not be used .
20.2.4 | 750 mm dia piles
Details of cost for 15 metre ¦ Source: CivilDAR_2019_Vol_2.pdf, page 866
Code | Description | Unit | Quantity | Rate (Rs.) | Amount (Rs.) | Note
5.33.1 | Rate as per item 5.33.1 - Providing and laying in position machine batched and machine mixed design mix M-25 grade cement concrete fo... | cum | 6.62 | 7997.3
7183 | Bentonite | tonne | 0.3 | 2960
9999 | Sundries | L.S. | 131.58 | 2
0015 | Hire and running charges of Tripod and Mechanical Winch machine complete with power unit and accessories | day | 1.4 | 1900
0025 | Hire and running charges of light crane. | day | 0.06 | 3000
0026 | Hire and running charges of bentonite pump. | day | 0.75 | 3500
0017 | Hire and running charges of tipper | day | 0.3 | 1700
0018 | Hire and running charges of loader | day | 0.3 | 5000
0130 | Mistry | day | 0.14 | 738
0114 | Beldar | day | 3.5 | 558
Calculated W - SUM of the Amount column above
W as printed in the DAR |  |  |  |  | 63624.61
Difference (calculated - printed)
SAY (Rs.) - final DAR rate as printed (fixed value, not computed) |  |  |  |  | 4482.3
20.2A | Boring, providing and installation bored cast-in-situ reinforced cement concrete piles of garde M-25 of specified diameter and length below pile cap, to carry a safe working load not less than specified, excluding the cost of steel reinforcement but including the cost of boring with bentonite solution and temporary casing of appropriate length for setting out and removal of same and the length of the pile to be embedded in the pile cap etc. by Crawler mounted, telescopic boom hydraulic pilling Rig all complete, including removal of excavated earth with all its lifts and leads (length of pile for payment shall be measured up to bottom of pile cap). Note: Truck Mounted rotary/TMR/Tube well boring machine shall not be used.
20.2A.1 | 600 mm dia piles
Details of cost for 20 metre ¦ Source: CivilDAR_2019_Vol_2.pdf, page 866
Code | Description | Unit | Quantity | Rate (Rs.) | Amount (Rs.) | Note
5.33.1 | Rate as per item 5.33.1 - Providing and laying in position machine batched and machine mixed design mix M-25 grade cement concrete fo... | cum | 5.65 | 7997.3
7183 | Bentonite | tonne | 0.33 | 2960
9999 | Sundries | L.S. | 317.43 | 2
0024 | Hire and running charges of hydraulic piling rig with power unit etc. including complete accessories and shifting at site. | day | 0.75 | 30000
0025 | Hire and running charges of light crane. | day | 0.06 | 3000
0026 | Hire and running charges of bentonite pump. | day | 0.38 | 3500
0018 | Hire and running charges of loader | day | 0.3 | 5000
0017 | Hire and running charges of tipper | day | 0.3 | 1700
0130 | Mistry | day | 0.12 | 738
0114 | Beldar | day | 3 | 558
Calculated W - SUM of the Amount column above
W as printed in the DAR |  |  |  |  | 74578.97
Difference (calculated - printed)
SAY (Rs.) - final DAR rate as printed (fixed value, not computed) |  |  |  |  | 4225.6
20.2A | Boring, providing and installation bored cast-in-situ reinforced cement concrete piles of garde M-25 of specified diameter and length below pile cap, to carry a safe working load not less than specified, excluding the cost of steel reinforcement but including the cost of boring with bentonite solution and temporary casing of appropriate length for setting out and removal of same and the length of the pile to be embedded in the pile cap etc. by Crawler mounted, telescopic boom hydraulic pilling Rig all complete, including removal of excavated earth with all its lifts and leads (length of pile for payment shall be measured up to bottom of pile cap). Note: Truck Mounted rotary/TMR/Tube well boring machine shall not be used.
20.2A.2 | 750 mm dia piles
Details of cost for 15 metre ¦ Source: CivilDAR_2019_Vol_2.pdf, page 867
Code | Description | Unit | Quantity | Rate (Rs.) | Amount (Rs.) | Note
5.33.1 | Rate as per item 5.33.1 - Providing and laying in position machine batched and machine mixed design mix M-25 grade cement concrete fo... | cum | 6.62 | 7997.3
7183 | Bentonite | tonne | 0.3 | 2960
9999 | Sundries | L.S. | 131.58 | 2
0024 | Hire and running charges of hydraulic piling rig with power unit etc. including complete accessories and shifting at site. | day | 0.7 | 30000
0025 | Hire and running charges of light crane. | day | 0.06 | 3000
0026 | Hire and running charges of bentonite pump. | day | 0.75 | 3500
0018 | Hire and running charges of loader | day | 0.3 | 5000
0017 | Hire and running charges of tipper | day | 0.3 | 1700
0130 | Mistry | day | 0.14 | 738
0114 | Beldar | day | 3.5 | 558
Calculated W - SUM of the Amount column above
W as printed in the DAR |  |  |  |  | 81964.61
Difference (calculated - printed)
SAY (Rs.) - final DAR rate as printed (fixed value, not computed) |  |  |  |  | 6118.15
20.2A | Boring, providing and installation bored cast-in-situ reinforced cement concrete piles of garde M-25 of specified diameter and length below pile cap, to carry a safe working load not less than specified, excluding the cost of steel reinforcement but including the cost of boring with bentonite solution and temporary casing of appropriate length for setting out and removal of same and the length of the pile to be embedded in the pile cap etc. by Crawler mounted, telescopic boom hydraulic pilling Rig all complete, including removal of excavated earth with all its lifts and leads (length of pile for payment shall be measured up to bottom of pile cap). Note: Truck Mounted rotary/TMR/Tube well boring machine shall not be used.
20.2A.3 | 1000 mm dia piles
Details of cost for 10 metre ¦ Source: CivilDAR_2019_Vol_2.pdf, page 868
Code | Description | Unit | Quantity | Rate (Rs.) | Amount (Rs.) | Note
5.33.1 | Rate as per item 5.33.1 - Providing and laying in position machine batched and machine mixed design mix M-25 grade cement concrete fo... | cum | 7.85 | 7997.3
7183 | Bentonite | tonne | 0.35 | 2960
9999 | Sundries | L.S. | 175.89 | 2
0024 | Hire and running charges of hydraulic piling rig with power unit etc. including complete accessories and shifting at site. | day | 0.69 | 30000
0025 | Hire and running charges of light crane. | day | 0.06 | 3000
0026 | Hire and running charges of bentonite pump. | day | 0.75 | 3500
0018 | Hire and running charges of loader | day | 0.4 | 5000
0017 | Hire and running charges of tipper | day | 0.4 | 1700
0130 | Mistry | day | 0.16 | 738
0114 | Beldar | day | 4 | 558
Calculated W - SUM of the Amount column above
W as printed in the DAR |  |  |  |  | 92701.67
Difference (calculated - printed)
SAY (Rs.) - final DAR rate as printed (fixed value, not computed) |  |  |  |  | 10281.35
20.2A | Boring, providing and installation bored cast-in-situ reinforced cement concrete piles of garde M-25 of specified diameter and length below pile cap, to carry a safe working load not less than specified, excluding the cost of steel reinforcement but including the cost of boring with bentonite solution and temporary casing of appropriate length for setting out and removal of same and the length of the pile to be embedded in the pile cap etc. by Crawler mounted, telescopic boom hydraulic pilling Rig all complete, including removal of excavated earth with all its lifts and leads (length of pile for payment shall be measured up to bottom of pile cap). Note: Truck Mounted rotary/TMR/Tube well boring machine shall not be used.
20.2A.4 | 1200 mm dia piles
Details of cost for 9 metre ¦ Source: CivilDAR_2019_Vol_2.pdf, page 869
Code | Description | Unit | Quantity | Rate (Rs.) | Amount (Rs.) | Note
5.33.1 | Rate as per item 5.33.1 - Providing and laying in position machine batched and machine mixed design mix M-25 grade cement concrete fo... | cum | 10.17 | 7997.3
7183 | Bentonite | tonne | 0.385 | 2960
9999 | Sundries | L.S. | 290.79 | 2
0024 | Hire and running charges of hydraulic piling rig with power unit etc. including complete accessories and shifting at site. | day | 0.67 | 30000
0025 | Hire and running charges of light crane. | day | 0.06 | 3000
0026 | Hire and running charges of bentonite pump. | day | 0.75 | 3500
0018 | Hire and running charges of loader. | day | 0.5 | 5000
0017 | Hire and running charges of tipper | day | 0.5 | 1700
0130 | Mistry | day | 0.18 | 738
0114 | Beldar | day | 4.5 | 558
Calculated W - SUM of the Amount column above
W as printed in the DAR |  |  |  |  | 111952.56
Difference (calculated - printed)
SAY (Rs.) - final DAR rate as printed (fixed value, not computed) |  |  |  |  | 13588.9
20.2A | Boring, providing and installation bored cast-in-situ reinforced cement concrete piles of garde M-25 of specified diameter and length below pile cap, to carry a safe working load not less than specified, excluding the cost of steel reinforcement but including the cost of boring with bentonite solution and temporary casing of appropriate length for setting out and removal of same and the length of the pile to be embedded in the pile cap etc. by Crawler mounted, telescopic boom hydraulic pilling Rig all complete, including removal of excavated earth with all its lifts and leads (length of pile for payment shall be measured up to bottom of pile cap). Note: Truck Mounted rotary/TMR/Tube well boring machine shall not be used.
20.2A.5 | 1500 mm dia piles
Details of cost for 9 metre ¦ Source: CivilDAR_2019_Vol_2.pdf, page 869
Code | Description | Unit | Quantity | Rate (Rs.) | Amount (Rs.) | Note
5.33.1 | Rate as per item 5.33.1 - Providing and laying in position machine batched and machine mixed design mix M-25 grade cement concrete fo... | cum | 15.9 | 7997.3
7183 | Bentonite | tonne | 0.45 | 2960
9999 | Sundries | L.S. | 593.48 | 2
0024 | Hire and running charges of hydraulic piling rig with power unit etc. including complete accessories and shifting at site. | day | 0.77 | 30000
0025 | Hire and running charges of light crane. | day | 0.1 | 3000
0026 | Hire and running charges of bentonite pump. | day | 0.96 | 3500
0018 | Hire and running charges of loader | day | 0.75 | 5000
0017 | Hire and running charges of tipper | day | 0.75 | 1700
0130 | Mistry | day | 0.25 | 738
0114 | Beldar | day | 5 | 558
Calculated W - SUM of the Amount column above
W as printed in the DAR |  |  |  |  | 164435.53
Difference (calculated - printed)
SAY (Rs.) - final DAR rate as printed (fixed value, not computed) |  |  |  |  | 19670.35
20.3 | Boring with hydraulic piling rigs with power units, providing and installing cast in situ single under reamed piles of specified diameter and length below pile cap in M-25 cement concrete, to carry a safe working load not less than specified, excluding the cost of steel reinforcement but including the cost of boring with bentonite solution and the length of the pile to be embedded in pile cap etc. all complete. (Length of pile for payment shall be measured upto to the bottom of pile cap) :
20.3.1 | 300 mm dia piles
Details of cost for 10 metre ¦ Source: CivilDAR_2019_Vol_2.pdf, page 870
Code | Description | Unit | Quantity | Rate (Rs.) | Amount (Rs.) | Note
5.33.1 | Rate as per item 5.33.1 - Providing and laying in position machine batched and machine mixed design mix M-25 grade cement concrete fo... | cum | 0.778 | 7997.3
7183 | Bentonite | tonne | 0.08 | 2960
9999 | Sundries | L.S. | 410.92 | 2
0024 | Hire and running charges of hydraulic piling rig with power unit etc. including complete accessories and shifting at site. | day | 0.36 | 30000
0025 | Hire and running charges of light crane. | day | 0.03 | 3000
0026 | Hire and running charges of bentonite pump. | day | 0.02 | 3500
0130 | Mistry | day | 0.08 | 738
0114 | Beldar | day | 2 | 558
Calculated W - SUM of the Amount column above
W as printed in the DAR |  |  |  |  | 19415.58
Difference (calculated - printed)
SAY (Rs.) - final DAR rate as printed (fixed value, not computed) |  |  |  |  | 2387.4
20.3 | Boring with hydraulic piling rigs with power units, providing and installing cast in situ single under reamed piles of specified diameter and length below pile cap in M-25 cement concrete, to carry a safe working load not less than specified, excluding the cost of steel reinforcement but including the cost of boring with bentonite solution and the length of the pile to be embedded in pile cap etc. all complete. (Length of pile for payment shall be measured upto to the bottom of pile cap) :
20.3.2 | 400 mm dia piles
Details of cost for 10 metre ¦ Source: CivilDAR_2019_Vol_2.pdf, page 871
Code | Description | Unit | Quantity | Rate (Rs.) | Amount (Rs.) | Note
5.33.1 | Rate as per item 5.33.1 - Providing and laying in position machine batched and machine mixed design mix M-25 grade cement concrete fo... | cum | 1.478 | 7997.3
7183 | Bentonite | tonne | 0.15 | 2960
9999 | Sundries | L.S. | 276.82 | 2
0024 | Hire and running charges of hydraulic piling rig with power unit etc. including complete accessories and shifting at site. | day | 0.36 | 30000
0025 | Hire and running charges of light crane. | day | 0.06 | 3000
0026 | Hire and running charges of bentonite pump. | day | 0.02 | 3500
0130 | Mistry | day | 0.08 | 738
0114 | Beldar | day | 2 | 558
Calculated W - SUM of the Amount column above
W as printed in the DAR |  |  |  |  | 25042.69
Difference (calculated - printed)
SAY (Rs.) - final DAR rate as printed (fixed value, not computed) |  |  |  |  | 2951.1
20.3 | Boring with hydraulic piling rigs with power units, providing and installing cast in situ single under reamed piles of specified diameter and length below pile cap in M-25 cement concrete, to carry a safe working load not less than specified, excluding the cost of steel reinforcement but including the cost of boring with bentonite solution and the length of the pile to be embedded in pile cap etc. all complete. (Length of pile for payment shall be measured upto to the bottom of pile cap) :
20.3.3 | 450 mm dia piles
Details of cost for 10 metre ¦ Source: CivilDAR_2019_Vol_2.pdf, page 872
Code | Description | Unit | Quantity | Rate (Rs.) | Amount (Rs.) | Note
5.33.1 | Rate as per item 5.33.1 - Providing and laying in position machine batched and machine mixed design mix M-25 grade cement concrete fo... | cum | 1.906 | 7997.3
7183 | Bentonite | tonne | 0.19 | 2960
9999 | Sundries | L.S. | 194.81 | 2
0024 | Hire and running charges of hydraulic piling rig with power unit etc. including complete accessories and shifting at site. | day | 0.36 | 30000
0025 | Hire and running charges of light crane. | day | 0.06 | 3000
0026 | Hire and running charges of bentonite pump. | day | 0.02 | 3500
0130 | Mistry | day | 0.08 | 738
0114 | Beldar | day | 2 | 558
Calculated W - SUM of the Amount column above
W as printed in the DAR |  |  |  |  | 28419.91
Difference (calculated - printed)
SAY (Rs.) - final DAR rate as printed (fixed value, not computed) |  |  |  |  | 3287.3
20.3 | Boring with hydraulic piling rigs with power units, providing and installing cast in situ single under reamed piles of specified diameter and length below pile cap in M-25 cement concrete, to carry a safe working load not less than specified, excluding the cost of steel reinforcement but including the cost of boring with bentonite solution and the length of the pile to be embedded in pile cap etc. all complete. (Length of pile for payment shall be measured upto to the bottom of pile cap) :
20.3.4 | 550 mm dia piles
Details of cost for 10 metre ¦ Source: CivilDAR_2019_Vol_2.pdf, page 872
Code | Description | Unit | Quantity | Rate (Rs.) | Amount (Rs.) | Note
5.33.1 | Rate as per item 5.33.1 - Providing and laying in position machine batched and machine mixed design mix M-25 grade cement concrete fo... | cum | 2.4 | 7997.3
7183 | Bentonite | tonne | 0.2 | 2960
9999 | Sundries | L.S. | 208.15 | 2
0024 | Hire and running charges of hydraulic piling rig with power unit etc. including complete accessories and shifting at site. | day | 0.36 | 30000
0025 | Hire and running charges of light crane. | day | 0.06 | 3000
0026 | Hire and running charges of bentonite pump. | day | 0.02 | 3500
0130 | Mistry | day | 0.08 | 738
0114 | Beldar | day | 2 | 558
Calculated W - SUM of the Amount column above
W as printed in the DAR |  |  |  |  | 32426.86
Difference (calculated - printed)
SAY (Rs.) - final DAR rate as printed (fixed value, not computed) |  |  |  |  | 3689.9
20.4 | Extra over single under ream for providing additional bulbs in under reamed piles, under specified diameter(only the nos. of extra bulbs are to be paid)
20.4.1 | 300 mm dia piles
Details of cost for 1 bulb ¦ Source: CivilDAR_2019_Vol_2.pdf, page 873
Code | Description | Unit | Quantity | Rate (Rs.) | Amount (Rs.) | Note
5.33.1 | Rate as per item 5.33.1 - Providing and laying in position machine batched and machine mixed design mix M-25 grade cement concrete fo... | cum | 0.033 | 7997.3
7183 | Bentonite | tonne | 0.003 | 2960
0024 | Hire and running charges of hydraulic piling rig with power unit etc. including complete accessories and shifting at site. | day | 0.02 | 30000
0025 | Hire and running charges of light crane. | day | 0.01 | 3000
0026 | Hire and running charges of bentonite pump. | day | 0.01 | 3500
0130 | Mistry | day | 0.02 | 738
0114 | Beldar | day | 1 | 558
Calculated W - SUM of the Amount column above
W as printed in the DAR |  |  |  |  | 1510.55
Difference (calculated - printed)
SAY (Rs.) - final DAR rate as printed (fixed value, not computed) |  |  |  |  | 1931.85
20.4 | Extra over single under ream for providing additional bulbs in under reamed piles, under specified diameter(only the nos. of extra bulbs are to be paid)
20.4.2 | 400 mm dia piles
Details of cost for 1 bulb ¦ Source: CivilDAR_2019_Vol_2.pdf, page 874
Code | Description | Unit | Quantity | Rate (Rs.) | Amount (Rs.) | Note
5.33.1 | Rate as per item 5.33.1 - Providing and laying in position machine batched and machine mixed design mix M-25 grade cement concrete fo... | cum | 0.063 | 7997.3
7183 | Bentonite | tonne | 0.006 | 2960
0024 | Hire and running charges of hydraulic piling rig with power unit etc. including complete accessories and shifting at site. | day | 0.02 | 30000
0025 | Hire and running charges of light crane. | day | 0.01 | 3000
0026 | Hire and running charges of bentonite pump. | day | 0.01 | 3500
0130 | Mistry | day | 0.02 | 738
0114 | Beldar | day | 1 | 558
Calculated W - SUM of the Amount column above
W as printed in the DAR |  |  |  |  | 1759.35
Difference (calculated - printed)
SAY (Rs.) - final DAR rate as printed (fixed value, not computed) |  |  |  |  | 2183.65
20.4 | Extra over single under ream for providing additional bulbs in under reamed piles, under specified diameter(only the nos. of extra bulbs are to be paid)
20.4.3 | 450 mm dia piles
Details of cost for 1 bulb ¦ Source: CivilDAR_2019_Vol_2.pdf, page 874
Code | Description | Unit | Quantity | Rate (Rs.) | Amount (Rs.) | Note
5.33.1 | Rate as per item 5.33.1 - Providing and laying in position machine batched and machine mixed design mix M-25 grade cement concrete fo... | cum | 0.081 | 7997.3
7183 | Bentonite | tonne | 0.008 | 2960
0024 | Hire and running charges of hydraulic piling rig with power unit etc. including complete accessories and shifting at site. | day | 0.02 | 30000
0025 | Hire and running charges of light crane. | day | 0.01 | 3000
0026 | Hire and running charges of bentonite pump. | day | 0.01 | 3500
0130 | Mistry | day | 0.02 | 738
0114 | Beldar | day | 1 | 558
Calculated W - SUM of the Amount column above
W as printed in the DAR |  |  |  |  | 1909.22
Difference (calculated - printed)
SAY (Rs.) - final DAR rate as printed (fixed value, not computed) |  |  |  |  | 2335.5
20.4 | Extra over single under ream for providing additional bulbs in under reamed piles, under specified diameter(only the nos. of extra bulbs are to be paid)
20.4.4 | 550 mm dia piles
Details of cost for 1 bulb ¦ Source: CivilDAR_2019_Vol_2.pdf, page 875
Code | Description | Unit | Quantity | Rate (Rs.) | Amount (Rs.) | Note
5.33.1 | Rate as per item 5.33.1 - Providing and laying in position machine batched and machine mixed design mix M-25 grade cement concrete fo... | cum | 0.102 | 7997.3
7183 | Bentonite | tonne | 0.01 | 2960
0024 | Hire and running charges of hydraulic piling rig with power unit etc. including complete accessories and shifting at site. | day | 0.02 | 30000
0025 | Hire and running charges of light crane. | day | 0.01 | 3000
0026 | Hire and running charges of bentonite pump. | day | 0.02 | 3500
0130 | Mistry | day | 0.02 | 738
0114 | Beldar | day | 1 | 558
Calculated W - SUM of the Amount column above
W as printed in the DAR |  |  |  |  | 2118.08
Difference (calculated - printed)
SAY (Rs.) - final DAR rate as printed (fixed value, not computed) |  |  |  |  | 2558.2
20.5 | Providing, driving (with vibrating pile driving hammer complete with power units & accessories) and installing driven Pre-cast reinforced cement concrete piles of specified diameter and length below the pile cap in M-25 cement concrete to carry safe working load not less than specified with a central through preformed hole with M.S. black pipe of dia, 40 mm for grouting with cement sand grouting of mix 1:2 (1cement : 2 coarse sand) under sufficient positive pressure to ensure complete filling including centring, shuttering, driving and removing the steel casing pipe and lifting casing etc. complete but excluding the cost of steel reinforcement. (Length of pile for payment shall be measured from top of the shoe to the bottom of pile cap).
20.5.1 | 400 mm dia piles
Details of cost for 20 metre ¦ Source: CivilDAR_2019_Vol_2.pdf, page 876
Code | Description | Unit | Quantity | Rate (Rs.) | Amount (Rs.) | Note
5.33.1 | Rate as per item 5.33.1 - Providing and laying in position machine batched and machine mixed design mix M-25 grade cement concrete fo... | cum | 2.51 | 7997.3
5.19 | Rate as per item 5.19 - Encasing rolled steel sections, in beams and columns, with cement concrete 1:1.5:3 (1 cement : 1.5 coarse s... | cum | 2.51 | 13020.5
5.1.3 | Rate as per item 5.1.3 - Providing and laying in position specified grade of reinforced cement concrete, excluding the cost of cente... | cum | -2.51 | 7296.35
3.7 | Rate as per item 3.7 - Cement mortar 1:2 (1 cement : 2 coarse sand) | cum | 0.025 | 5345.55
9999 | Sundries | L.S. | 442 | 2
7181 | C.I. pile shoe of 80 kg per pile | kilogram | 80 | 48
7182 | M.S. clamps for pile shoe of 35 kg per pile | kilogram | 35 | 43
0027 | Hire and running charges of vibrating pile driving hammer complete with power unit and accessories . | day | 0.38 | 30000
0028 | Hire and running charges of crane 20 tonne capacity. | day | 0.06 | 7000
0130 | Mistry | day | 0.12 | 738
0114 | Beldar | day | 3 | 558
Calculated W - SUM of the Amount column above
W as printed in the DAR |  |  |  |  | 54386.04
Difference (calculated - printed)
SAY (Rs.) - final DAR rate as printed (fixed value, not computed) |  |  |  |  | 3056.3
20.5 | Providing, driving (with vibrating pile driving hammer complete with power units & accessories) and installing driven Pre-cast reinforced cement concrete piles of specified diameter and length below the pile cap in M-25 cement concrete to carry safe working load not less than specified with a central through preformed hole with M.S. black pipe of dia, 40 mm for grouting with cement sand grouting of mix 1:2 (1cement : 2 coarse sand) under sufficient positive pressure to ensure complete filling including centring, shuttering, driving and removing the steel casing pipe and lifting casing etc. complete but excluding the cost of steel reinforcement. (Length of pile for payment shall be measured from top of the shoe to the bottom of pile cap).
20.5.2 | 450 mm dia piles
Details of cost for 20 metre ¦ Source: CivilDAR_2019_Vol_2.pdf, page 876
Code | Description | Unit | Quantity | Rate (Rs.) | Amount (Rs.) | Note
5.33.1 | Rate as per item 5.33.1 - Providing and laying in position machine batched and machine mixed design mix M-25 grade cement concrete fo... | cum | 3.18 | 7997.3
5.19 | Rate as per item 5.19 - Encasing rolled steel sections, in beams and columns, with cement concrete 1:1.5:3 (1 cement : 1.5 coarse s... | cum | 3.18 | 13020.5
5.1.3 | Rate as per item 5.1.3 - Providing and laying in position specified grade of reinforced cement concrete, excluding the cost of cente... | cum | -3.18 | 7296.35
3.7 | Rate as per item 3.7 - Cement mortar 1:2 (1 cement : 2 coarse sand) | cum | 0.025 | 5345.55
9999 | Wooden block @ 1 block per two piles | L.S. | 442 | 2
7181 | C.I. pile shoe of 80 kg per pile | kilogram | 80 | 48
7182 | M.S. clamps for pile shoe of 35 kg per pile | kilogram | 35 | 43
0027 | Hire and running charges of vibrating pile driving hammer complete with power unit and accessories . | day | 0.38 | 30000
0028 | Hire and running charges of crane 20 tonne capacity. | day | 0.06 | 7000
0130 | Mistry | day | 1.08 | 738
0114 | Beldar | day | 10.78 | 558
Calculated W - SUM of the Amount column above
W as printed in the DAR |  |  |  |  | 68629.13
Difference (calculated - printed)
SAY (Rs.) - final DAR rate as printed (fixed value, not computed) |  |  |  |  | 3853.8
20.5 | Providing, driving (with vibrating pile driving hammer complete with power units & accessories) and installing driven Pre-cast reinforced cement concrete piles of specified diameter and length below the pile cap in M-25 cement concrete to carry safe working load not less than specified with a central through preformed hole with M.S. black pipe of dia, 40 mm for grouting with cement sand grouting of mix 1:2 (1cement : 2 coarse sand) under sufficient positive pressure to ensure complete filling including centring, shuttering, driving and removing the steel casing pipe and lifting casing etc. complete but excluding the cost of steel reinforcement. (Length of pile for payment shall be measured from top of the shoe to the bottom of pile cap).
20.5.3 | 500 mm dia piles
Details of cost for 20 metre ¦ Source: CivilDAR_2019_Vol_2.pdf, page 877
Code | Description | Unit | Quantity | Rate (Rs.) | Amount (Rs.) | Note
5.33.1 | Rate as per item 5.33.1 - Providing and laying in position machine batched and machine mixed design mix M-25 grade cement concrete fo... | cum | 3.925 | 7997.3
5.19 | Rate as per item 5.19 - Encasing rolled steel sections, in beams and columns, with cement concrete 1:1.5:3 (1 cement : 1.5 coarse s... | cum | 3.925 | 13020.5
5.1.3 | Rate as per item 5.1.3 - Providing and laying in position specified grade of reinforced cement concrete, excluding the cost of cente... | cum | -3.925 | 7296.35
3.7 | Rate as per item 3.7 - Cement mortar 1:2 (1 cement : 2 coarse sand) | cum | 0.025 | 5345.55
9999 | Wooden block @ 1 block per two piles | L.S. | 442 | 2
7181 | C.I. pile shoe of 80 kg per pile | kilogram | 80 | 48
7182 | M.S. clamps for pile shoe | kilogram | 35 | 43
0027 | Hire and running charges of vibrating pile driving hammer complete with power unit and accessories . | day | 0.38 | 30000
0028 | Hire and running charges of crane 20 tonne capacity. | day | 0.06 | 7000
0130 | Mistry | day | 0.12 | 738
0114 | Beldar | day | 3 | 558
Calculated W - SUM of the Amount column above
W as printed in the DAR |  |  |  |  | 73801.89
Difference (calculated - printed)
SAY (Rs.) - final DAR rate as printed (fixed value, not computed) |  |  |  |  | 4027.1
20.5 | Providing, driving (with vibrating pile driving hammer complete with power units & accessories) and installing driven Pre-cast reinforced cement concrete piles of specified diameter and length below the pile cap in M-25 cement concrete to carry safe working load not less than specified with a central through preformed hole with M.S. black pipe of dia, 40 mm for grouting with cement sand grouting of mix 1:2 (1cement : 2 coarse sand) under sufficient positive pressure to ensure complete filling including centring, shuttering, driving and removing the steel casing pipe and lifting casing etc. complete but excluding the cost of steel reinforcement. (Length of pile for payment shall be measured from top of the shoe to the bottom of pile cap).
20.5.4 | 550 mm dia piles
Details of cost for 20 metre ¦ Source: CivilDAR_2019_Vol_2.pdf, page 878
Code | Description | Unit | Quantity | Rate (Rs.) | Amount (Rs.) | Note
5.33.1 | Rate as per item 5.33.1 - Providing and laying in position machine batched and machine mixed design mix M-25 grade cement concrete fo... | cum | 4.75 | 7997.3
5.19 | Rate as per item 5.19 - Encasing rolled steel sections, in beams and columns, with cement concrete 1:1.5:3 (1 cement : 1.5 coarse s... | cum | 4.75 | 13020.5
5.1.3 | Rate as per item 5.1.3 - Providing and laying in position specified grade of reinforced cement concrete, excluding the cost of cente... | cum | -4.75 | 7296.35
3.7 | Rate as per item 3.7 - Cement mortar 1:2 (1 cement : 2 coarse sand) | cum | 0.025 | 5345.55
9999 | Wooden block @ 1 block per two piles | L.S. | 442 | 2
7181 | C.I. pile shoe of 80 kg per pile | kilogram | 80 | 48
7182 | M.S. clamps for pile shoe | kilogram | 35 | 43
0027 | Hire and running charges of vibrating pile driving hammer complete with power unit and accessories . | day | 0.38 | 30000
0028 | Hire and running charges of crane 20 tonne capacity. | day | 0.06 | 7000
0130 | Mistry | day | 0.12 | 738
0114 | Beldar | day | 3 | 558
Calculated W - SUM of the Amount column above
W as printed in the DAR |  |  |  |  | 85122.09
Difference (calculated - printed)
SAY (Rs.) - final DAR rate as printed (fixed value, not computed) |  |  |  |  | 4593.1
20.5 | Providing, driving (with vibrating pile driving hammer complete with power units & accessories) and installing driven Pre-cast reinforced cement concrete piles of specified diameter and length below the pile cap in M-25 cement concrete to carry safe working load not less than specified with a central through preformed hole with M.S. black pipe of dia, 40 mm for grouting with cement sand grouting of mix 1:2 (1cement : 2 coarse sand) under sufficient positive pressure to ensure complete filling including centring, shuttering, driving and removing the steel casing pipe and lifting casing etc. complete but excluding the cost of steel reinforcement. (Length of pile for payment shall be measured from top of the shoe to the bottom of pile cap).
20.5.5 | 750 mm dia piles
Details of cost for 20 metre ¦ Source: CivilDAR_2019_Vol_2.pdf, page 879
Code | Description | Unit | Quantity | Rate (Rs.) | Amount (Rs.) | Note
5.33.1 | Rate as per item 5.33.1 - Providing and laying in position machine batched and machine mixed design mix M-25 grade cement concrete fo... | cum | 10.88 | 7997.3
5.19 | Rate as per item 5.19 - Encasing rolled steel sections, in beams and columns, with cement concrete 1:1.5:3 (1 cement : 1.5 coarse s... | cum | 10.88 | 13020.5
5.1.3 | Rate as per item 5.1.3 - Providing and laying in position specified grade of reinforced cement concrete, excluding the cost of cente... | cum | -10.88 | 7296.35
3.7 | Rate as per item 3.7 - Cement mortar 1:2 (1 cement : 2 coarse sand) | cum | 0.025 | 5345.55
9999 | Wooden block @ 1 block per two piles | L.S. | 442 | 2
7181 | C.I. pile shoe of 80 kg per pile | kilogram | 80 | 48
7182 | M.S. clamps for pile shoe of 35 kg per pile | kilogram | 35 | 43
0027 | Hire and running charges of vibrating pile driving hammer complete with power unit and accessories . | day | 0.38 | 30000
0028 | Hire and running charges of crane 20 tonne capacity. | day | 0.06 | 7000
0130 | Mistry | day | 0.12 | 738
0114 | Beldar | day | 3 | 558
Calculated W - SUM of the Amount column above
W as printed in the DAR |  |  |  |  | 169234.57
Difference (calculated - printed)
SAY (Rs.) - final DAR rate as printed (fixed value, not computed) |  |  |  |  | 8798.75
20.5 | Providing, driving (with vibrating pile driving hammer complete with power units & accessories) and installing driven Pre-cast reinforced cement concrete piles of specified diameter and length below the pile cap in M-25 cement concrete to carry safe working load not less than specified with a central through preformed hole with M.S. black pipe of dia, 40 mm for grouting with cement sand grouting of mix 1:2 (1cement : 2 coarse sand) under sufficient positive pressure to ensure complete filling including centring, shuttering, driving and removing the steel casing pipe and lifting casing etc. complete but excluding the cost of steel reinforcement. (Length of pile for payment shall be measured from top of the shoe to the bottom of pile cap).
20.5.6 | 1000 mm dia piles
Details of cost for 20 metre ¦ Source: CivilDAR_2019_Vol_2.pdf, page 880
Code | Description | Unit | Quantity | Rate (Rs.) | Amount (Rs.) | Note
5.33.1 | Rate as per item 5.33.1 - Providing and laying in position machine batched and machine mixed design mix M-25 grade cement concrete fo... | cum | 15.7 | 7997.3
5.19 | Rate as per item 5.19 - Encasing rolled steel sections, in beams and columns, with cement concrete 1:1.5:3 (1 cement : 1.5 coarse s... | cum | 15.7 | 13020.5
5.1.3 | Rate as per item 5.1.3 - Providing and laying in position specified grade of reinforced cement concrete, excluding the cost of cente... | cum | -15.7 | 7296.35
3.7 | Rate as per item 3.7 - Cement mortar 1:2 (1 cement : 2 coarse sand) | cum | 0.025 | 5345.55
9999 | Wooden block @ 1 block per two piles | L.S. | 442 | 2
7181 | C.I. pile shoe of 80 kg per pile | kilogram | 80 | 48
7182 | M.S. clamps for pile shoe of 35 kg per pile | kilogram | 35 | 43
0027 | Hire and running charges of vibrating pile driving hammer complete with power unit and accessories . | day | 0.38 | 30000
0028 | Hire and running charges of crane 20 tonne capacity. | day | 0.06 | 7000
0130 | Mistry | day | 0.12 | 738
0114 | Beldar | day | 3 | 558
Calculated W - SUM of the Amount column above
W as printed in the DAR |  |  |  |  | 235371.96
Difference (calculated - printed)
SAY (Rs.) - final DAR rate as printed (fixed value, not computed) |  |  |  |  | 12105.6
20.6 | Vertical load testing of piles in accordance with IS 2911 (Part IV) including installation of loading platform by Kentledge/Anchor piles method and preparation of pile head or construction of test cap and dismantling of test cap after test etc. complete as per specification & the direction of Engineer in- charge.
20.6.1 | Single pile upto 50 tonne Safe capacity
20.6.1.1 | Initial test (Test Load 2.5 times the Safe capacity)
Details of cost for 1 test ¦ Source: CivilDAR_2019_Vol_2.pdf, page 880
Code | Description | Unit | Quantity | Rate (Rs.) | Amount (Rs.) | Note
7246 | Verticle load testing (INITIAL) of piles in accordance with IS : 2911 (Part-IV) including installation of loading platform and prepration of pile head or construction of test cap and dismantling of test cap after test etc. complete as per specification and upto 50MT capacity pile. per | test | 1 | 40000
Calculated W - SUM of the Amount column above
W as printed in the DAR |  |  |  |  | 40000
Difference (calculated - printed)
SAY (Rs.) - final DAR rate as printed (fixed value, not computed) |  |  |  |  | 53517.5
20.6 | Vertical load testing of piles in accordance with IS 2911 (Part IV) including installation of loading platform by Kentledge/Anchor piles method and preparation of pile head or construction of test cap and dismantling of test cap after test etc. complete as per specification & the direction of Engineer in- charge.
20.6.1 | Single pile upto 50 tonne Safe capacity
20.6.1.2 | Routine test (Test Load 1.5 times the Safe capacity)
Details of cost for 1 test ¦ Source: CivilDAR_2019_Vol_2.pdf, page 881
Code | Description | Unit | Quantity | Rate (Rs.) | Amount (Rs.) | Note
7249 | Cyclic verticle load testing of piles in accordance with IS : 2911 (Part-IV) including prepration of pile head etc. for Single pile upto 50 tonne capacity per | test | 1 | 15000
Calculated W - SUM of the Amount column above
W as printed in the DAR |  |  |  |  | 15000
Difference (calculated - printed)
SAY (Rs.) - final DAR rate as printed (fixed value, not computed) |  |  |  |  | 20069.05
20.6 | Vertical load testing of piles in accordance with IS 2911 (Part IV) including installation of loading platform by Kentledge/Anchor piles method and preparation of pile head or construction of test cap and dismantling of test cap after test etc. complete as per specification & the direction of Engineer in- charge.
20.6.2 | Single pile above 50 tonne and upto 100 tonne Safe capacity
20.6.2.1 | Initial test (Test Load 2.5 times the Safe capacity)
Details of cost for 1 test ¦ Source: CivilDAR_2019_Vol_2.pdf, page 881
Code | Description | Unit | Quantity | Rate (Rs.) | Amount (Rs.) | Note
7247 | Verticle load testing (INITIAL) of piles in accordance with IS : 2911 (Part-IV) including installation of loading platform and prepration of pile head or construction of test cap and dismantling of test cap after test etc. complete as per specification & above 50MT and upto 100MT. per | test | 1 | 45000
Calculated W - SUM of the Amount column above
W as printed in the DAR |  |  |  |  | 45000
Difference (calculated - printed)
SAY (Rs.) - final DAR rate as printed (fixed value, not computed) |  |  |  |  | 60207.2
20.6 | Vertical load testing of piles in accordance with IS 2911 (Part IV) including installation of loading platform by Kentledge/Anchor piles method and preparation of pile head or construction of test cap and dismantling of test cap after test etc. complete as per specification & the direction of Engineer in- charge.
20.6.2 | Single pile above 50 tonne and upto 100 tonne Safe capacity
20.6.2.2 | Routine test (Test Load 1.5 times the Safe capacity)
Details of cost for 1 test ¦ Source: CivilDAR_2019_Vol_2.pdf, page 882
Code | Description | Unit | Quantity | Rate (Rs.) | Amount (Rs.) | Note
7250 | Cyclic verticle load testing of piles in accordance with IS : 2911 (Part-IV) including prepration of pile head etc. for Single pile above 50 tonne capacity pile and upto 100 tonne capacity pile per | test | 1 | 23000
Calculated W - SUM of the Amount column above
W as printed in the DAR |  |  |  |  | 23000
Difference (calculated - printed)
SAY (Rs.) - final DAR rate as printed (fixed value, not computed) |  |  |  |  | 30772.55
20.6 | Vertical load testing of piles in accordance with IS 2911 (Part IV) including installation of loading platform by Kentledge/Anchor piles method and preparation of pile head or construction of test cap and dismantling of test cap after test etc. complete as per specification & the direction of Engineer in- charge.
20.6.3 | Group of two or more piles upto 50 tonne Safe capacity
20.6.3.1 | Initial test (Test Load 2.5 times the Safe capacity)
Details of cost for 1 test ¦ Source: CivilDAR_2019_Vol_2.pdf, page 882
Code | Description | Unit | Quantity | Rate (Rs.) | Amount (Rs.) | Note
7248 | Verticle load testing (INITIAL) of piles in accordance with IS : 2911 (Part-IV) including installation of loading platform and prepration of pile head or construction of test cap and dismantling of test cap after test etc. complete as per specification & group of two or more upto 50MT. per | test | 1 | 50000
Calculated W - SUM of the Amount column above
W as printed in the DAR |  |  |  |  | 50000
Difference (calculated - printed)
SAY (Rs.) - final DAR rate as printed (fixed value, not computed) |  |  |  |  | 66896.9
20.6 | Vertical load testing of piles in accordance with IS 2911 (Part IV) including installation of loading platform by Kentledge/Anchor piles method and preparation of pile head or construction of test cap and dismantling of test cap after test etc. complete as per specification & the direction of Engineer in- charge.
20.6.3 | Group of two or more piles upto 50 tonne Safe capacity
20.6.3.2 | Routine test (Test Load 1.5 times the Safe capacity)
Details of cost for 1 test ¦ Source: CivilDAR_2019_Vol_2.pdf, page 883
Code | Description | Unit | Quantity | Rate (Rs.) | Amount (Rs.) | Note
7251 | Cyclic verticle load testing of piles in accordance with IS : 2911 (Part-IV) including prepration of pile head etc. for Group of two piles upto 50 tonne capacity each per | test | 1 | 29500
Calculated W - SUM of the Amount column above
W as printed in the DAR |  |  |  |  | 29500
Difference (calculated - printed)
SAY (Rs.) - final DAR rate as printed (fixed value, not computed) |  |  |  |  | 39469.15
20.7 | Cyclic vertical load testing of pile in accordance with IS Code of practice IS:2911 (part IV) by Kentledge method including preparation of pile head etc for.
20.7.1 | Single pile
20.7.1.1 | Upto 50 tonne Safe capacity pile
Details of cost for 1 test ¦ Source: CivilDAR_2019_Vol_2.pdf, page 883
Code | Description | Unit | Quantity | Rate (Rs.) | Amount (Rs.) | Note
7249 | Cyclic verticle load testing of piles in accordance with IS : 2911 (Part-IV) including prepration of pile head etc. for Single pile upto 50 tonne capacity per | test | 1 | 15000
Calculated W - SUM of the Amount column above
W as printed in the DAR |  |  |  |  | 15000
Difference (calculated - printed)
SAY (Rs.) - final DAR rate as printed (fixed value, not computed) |  |  |  |  | 20069.05
20.7 | Cyclic vertical load testing of pile in accordance with IS Code of practice IS:2911 (part IV) by Kentledge method including preparation of pile head etc for.
20.7.1 | Single pile
20.7.1.2 | Above 50 tonne and upto 100 tonne Safe capacity pile
Details of cost for 1 test ¦ Source: CivilDAR_2019_Vol_2.pdf, page 884
Code | Description | Unit | Quantity | Rate (Rs.) | Amount (Rs.) | Note
7250 | Cyclic verticle load testing of piles in accordance with IS : 2911 (Part-IV) including prepration of pile head etc. for Single pile above 50 tonne capacity pile and upto 100 tonne capacity pile per | test | 1 | 23000
Calculated W - SUM of the Amount column above
W as printed in the DAR |  |  |  |  | 23000
Difference (calculated - printed)
SAY (Rs.) - final DAR rate as printed (fixed value, not computed) |  |  |  |  | 30772.55
20.7 | Cyclic vertical load testing of pile in accordance with IS Code of practice IS:2911 (part IV) by Kentledge method including preparation of pile head etc for.
20.7.2 | Group of two or more piles
20.7.2.1 | Upto 400 tonne Safe capacity of group
Details of cost for 1 test ¦ Source: CivilDAR_2019_Vol_2.pdf, page 884
Code | Description | Unit | Quantity | Rate (Rs.) | Amount (Rs.) | Note
7251 | Cyclic verticle load testing of piles in accordance with IS : 2911 (Part-IV) including prepration of pile head etc. for Group of two piles upto 50 tonne capacity each per | test | 1 | 29500
Calculated W - SUM of the Amount column above
W as printed in the DAR |  |  |  |  | 29500
Difference (calculated - printed)
SAY (Rs.) - final DAR rate as printed (fixed value, not computed) |  |  |  |  | 39469.15
20.8 | Lateral load testing of single pile in accordance with IS Code of practice IS :
20.8.1 | Upto 50 tonne capacity pile
Details of cost for 1 test ¦ Source: CivilDAR_2019_Vol_2.pdf, page 885
Code | Description | Unit | Quantity | Rate (Rs.) | Amount (Rs.) | Note
7252 | Lateral load testing of single pile in accordance with IS : 2911 part -IV for determining safe allowable lateral load on pile. Upto 50 tonne capacity per | test | 1 | 15000
Calculated W - SUM of the Amount column above
W as printed in the DAR |  |  |  |  | 15000
Difference (calculated - printed)
SAY (Rs.) - final DAR rate as printed (fixed value, not computed) |  |  |  |  | 20069.05
20.8 | Lateral load testing of single pile in accordance with IS Code of practice IS :
20.8.2 | Above 50 tonne and upto 100 tonne capacity pile
Details of cost for 1 test ¦ Source: CivilDAR_2019_Vol_2.pdf, page 885
Code | Description | Unit | Quantity | Rate (Rs.) | Amount (Rs.) | Note
7253 | Lateral load testing of single pile in accordance with IS : 2911 part -IV for determining safe allowable lateral load on pile. Above 50 tonne capacity per | test | 1 | 23600
Calculated W - SUM of the Amount column above
W as printed in the DAR |  |  |  |  | 23600
Difference (calculated - printed)
SAY (Rs.) - final DAR rate as printed (fixed value, not computed) |  |  |  |  | 31575.35
20.9 | Integrity testing of Pile using Low Strain/ Sonic Integrity Test/ Sonic Echo Test method in accordance with IS 14893 including surface preparation of pile top by removing soil, mud, dust & chipping lean concrete lumps etc. and use of computerised equipment and high skill trained personal for conducting the test & submission of results, all complete as per direction of Engineer-in-charge.
Details of cost for 1 pit ¦ Source: CivilDAR_2019_Vol_2.pdf, page 885
Code | Description | Unit | Quantity | Rate (Rs.) | Amount (Rs.) | Note
0081 | Pile Integrity testing equipment | day | 0.1 | 3000
0160 | Technician | day | 0.1 | 775
0161 | Helper (Technician) | day | 0.1 | 558
9999 | Reporting charges | L.S. | 100.67 | 2
9977 | Transportation and consumables etc. | L.S. | 33.56 | 2
Calculated W - SUM of the Amount column above
W as printed in the DAR |  |  |  |  | 701.76
Difference (calculated - printed)
SAY (Rs.) - final DAR rate as printed (fixed value, not computed) |  |  |  |  | 938.9

## 21_Aluminium_Work
SUB-HEAD 21: ALUMINIUM WORK
42 priced items. Amount and Calculated W are live Excel formulas (Quantity x Rate, SUM); the printed W and SAY are the DAR's own figures. Edit any Quantity or Rate and the item's calculated W recalculates.
21.1 | Providing and fixing aluminium work for doors, windows, ventilators and partitions with extruded built up standard tubular sections/ appropriate Z sections and other sections of approved make conforming to IS: 733 and IS:
21.1.1 | For fixed portion
21.1.1.1 | Anodised aluminium (anodised transparent or dyed to required shade according to IS: 1868, Minimum anodic coating of grade AC 15)
Details of cost for 40.02 kg ¦ Source: CivilDAR_2019_Vol_2.pdf, page 890
Code | Description | Unit | Quantity | Rate (Rs.) | Amount (Rs.) | Note
7306 | Aluminium T or L sections | kilogram | 42.02 | 190
0589 | Chromium plated Brass screws 20 mm | 100 Nos | 0.72 | 160
7389 | Anodising 15 microns on aluminium sections | kilogram | 42.02 | 38
9977 | Carriage of material | L.S. | 52 | 2
0116 | Fitter (grade 1) | day | 2 | 738
0139 | Skilled Beldar (for floor rubbing etc.) | day | 1 | 617
0114 | Beldar | day | 1 | 558
0100 | Bandhani | day | 0.05 | 617
9999 | Labour for drilling holes, hire charges of drill, electricity charges, carriage of dash hold fastners and sundries | L.S. | 100 | 2
Calculated W - SUM of the Amount column above
W as printed in the DAR |  |  |  |  | 12681.61
Difference (calculated - printed)
SAY (Rs.) - final DAR rate as printed (fixed value, not computed) |  |  |  |  | 423.95
21.1 | Providing and fixing aluminium work for doors, windows, ventilators and partitions with extruded built up standard tubular sections/ appropriate Z sections and other sections of approved make conforming to IS: 733 and IS:
21.1.1 | For fixed portion
21.1.1.2 | Powder coated aluminium (minimum thickness of powder coating 50 micron)
Details of cost for 40.02 kg ¦ Source: CivilDAR_2019_Vol_2.pdf, page 891
Code | Description | Unit | Quantity | Rate (Rs.) | Amount (Rs.) | Note
7306 | Aluminium T or L sections | kilogram | 42.02 | 190
0589 | Chromium plated Brass screws 20 mm | 100 Nos | 0.72 | 160
7392 | Powder coating 50 microns on aluminium sections | kilogram | 42.02 | 61
9977 | Carriage of material | L.S. | 52 | 2
0116 | Fitter (grade 1) | day | 2 | 738
0139 | Skilled Beldar (for floor rubbing etc.) | day | 1 | 617
0114 | Beldar | day | 1 | 558
0100 | Bandhani | day | 0.05 | 617
9999 | Labour for drilling holes, hire charges of drill, electricity charges, carriage of dash hold fastners and sundries | L.S. | 100 | 2
Calculated W - SUM of the Amount column above
W as printed in the DAR |  |  |  |  | 13648.07
Difference (calculated - printed)
SAY (Rs.) - final DAR rate as printed (fixed value, not computed) |  |  |  |  | 456.3
21.1 | Providing and fixing aluminium work for doors, windows, ventilators and partitions with extruded built up standard tubular sections/ appropriate Z sections and other sections of approved make conforming to IS: 733 and IS:
21.1.1 | For fixed portion
21.1.1.3 | Polyester powder coated aluminium (minimum thickness of polyester powder coating 50 micron)
Details of cost for 40.02 kg ¦ Source: CivilDAR_2019_Vol_2.pdf, page 892
Code | Description | Unit | Quantity | Rate (Rs.) | Amount (Rs.) | Note
7306 | Aluminium T or L sections | kilogram | 42.02 | 190
0589 | Chromium plated Brass screws 20 mm | 100 Nos | 0.72 | 160
7393 | Polyester powder coating 50 microns on aluminium sections | kilogram | 42.02 | 67
9977 | Carriage of material | L.S. | 52 | 2
0116 | Fitter (grade 1) | day | 2 | 738
0139 | Skilled Beldar (for floor rubbing etc.) | day | 1 | 617
0114 | Beldar | day | 1 | 558
0100 | Bandhani | day | 0.05 | 617
9999 | Labour for drilling holes, hire charges of drill, electricity charges, carriage of dash hold fastners and sundries | L.S. | 100 | 2
Calculated W - SUM of the Amount column above
W as printed in the DAR |  |  |  |  | 13900.19
Difference (calculated - printed)
SAY (Rs.) - final DAR rate as printed (fixed value, not computed) |  |  |  |  | 464.7
21.1 | Providing and fixing aluminium work for doors, windows, ventilators and partitions with extruded built up standard tubular sections/ appropriate Z sections and other sections of approved make conforming to IS: 733 and IS:
21.1.2 | For shutters of doors, windows & ventilators including providing and fixing hinges/ pivots and making provision for fixing of fittings wherever required including the cost of EPDM rubber / neoprene gasket required (Fittings shall be paid for separately)
21.1.2.1 | Anodised aluminium (anodised transparent or dyed to required shade according to IS: 1868, Minimum anodic coating of grade AC 15)
Details of cost for 20.21 kg ¦ Source: CivilDAR_2019_Vol_2.pdf, page 893
Code | Description | Unit | Quantity | Rate (Rs.) | Amount (Rs.) | Note
7306 | Aluminium T or L sections | kilogram | 21.65 | 190
0689 | Anodised Aluminium butt hinges 100x75x4 mm | 10 Nos | 0.4 | 393
0589 | Chromium plated Brass screws 20 mm | 100 Nos | 0.92 | 160
7389 | Anodising 15 microns on aluminium sections | kilogram | 21.65 | 38
9977 | Carriage of material | L.S. | 31.2 | 2
7390 | Neoprene/EPDM rubber gasket | metre | 2.35 | 19
0116 | Fitter (grade 1) | day | 1 | 738
0139 | Skilled Beldar (for floor rubbing etc.) | day | 1 | 617
0114 | Beldar | day | 0.5 | 558
0100 | Bandhani | day | 0.4 | 617
0111 | Carpenter 1st class | day | 0.2 | 738
0114 | Beldar | day | 0.5 | 558
9999 | Labour for making provision for fittings and carriage of screws etc. including sundries | L.S. | 50 | 2
Calculated W - SUM of the Amount column above
W as printed in the DAR |  |  |  |  | 7755.05
Difference (calculated - printed)
SAY (Rs.) - final DAR rate as printed (fixed value, not computed) |  |  |  |  | 513.4
21.1 | Providing and fixing aluminium work for doors, windows, ventilators and partitions with extruded built up standard tubular sections/ appropriate Z sections and other sections of approved make conforming to IS: 733 and IS:
21.1.2 | For shutters of doors, windows & ventilators including providing and fixing hinges/ pivots and making provision for fixing of fittings wherever required including the cost of EPDM rubber / neoprene gasket required (Fittings shall be paid for separately)
21.1.2.2 | Powder coated aluminium (minimum thickness of powder coating 50 micron)
Details of cost for 20.21 kg ¦ Source: CivilDAR_2019_Vol_2.pdf, page 895
Code | Description | Unit | Quantity | Rate (Rs.) | Amount (Rs.) | Note
7306 | Aluminium T or L sections | kilogram | 21.65 | 190
0689 | Anodised Aluminium butt hinges 100x75x4 mm | 10 Nos | 0.4 | 393
0589 | Chromium plated Brass screws 20 mm | 100 Nos | 0.92 | 160
7392 | Powder coating 50 microns on aluminium sections | kilogram | 21.65 | 61
9977 | Carriage of material | L.S. | 31.2 | 2
7390 | Neoprene/EPDM rubber gasket | metre | 2.35 | 19
0116 | Fitter (grade 1) | day | 1 | 738
0139 | Skilled Beldar (for floor rubbing etc.) | day | 1 | 617
0114 | Beldar | day | 0.5 | 558
0100 | Bandhani | day | 0.4 | 617
0111 | Carpenter 1st class | day | 0.2 | 738
0114 | Beldar | day | 0.5 | 558
9999 | Labour for making provision for fittings and carriage of screws etc. including sundries | L.S. | 50 | 2
Calculated W - SUM of the Amount column above
W as printed in the DAR |  |  |  |  | 8253
Difference (calculated - printed)
SAY (Rs.) - final DAR rate as printed (fixed value, not computed) |  |  |  |  | 546.35
21.1 | Providing and fixing aluminium work for doors, windows, ventilators and partitions with extruded built up standard tubular sections/ appropriate Z sections and other sections of approved make conforming to IS: 733 and IS:
21.1.2 | For shutters of doors, windows & ventilators including providing and fixing hinges/ pivots and making provision for fixing of fittings wherever required including the cost of EPDM rubber / neoprene gasket required (Fittings shall be paid for separately)
21.1.2.3 | Polyester powder coated aluminium (minimum thickness of polyester powder coating 50 micron)
Details of cost for 20.21 kg ¦ Source: CivilDAR_2019_Vol_2.pdf, page 896
Code | Description | Unit | Quantity | Rate (Rs.) | Amount (Rs.) | Note
7306 | Aluminium T or L sections | kilogram | 21.65 | 190
0689 | Anodised Aluminium butt hinges 100x75x4 mm | 10 Nos | 0.4 | 393
0589 | Chromium plated Brass screws 20 mm | 100 Nos | 0.92 | 160
7393 | Polyester powder coating 50 microns on aluminium sections | kilogram | 21.65 | 67
9977 | Carriage of material | L.S. | 31.2 | 2
7390 | Neoprene/EPDM rubber gasket | metre | 2.35 | 19
0116 | Fitter (grade 1) | day | 1 | 738
0139 | Skilled Beldar (for floor rubbing etc.) | day | 1 | 617
0114 | Beldar | day | 0.5 | 558
0100 | Bandhani | day | 0.4 | 617
0111 | Carpenter 1st class | day | 0.2 | 738
0114 | Beldar | day | 0.5 | 558
9999 | Labour for making provision for fittings and carriage of screws etc. including sundries | L.S. | 50 | 2
Calculated W - SUM of the Amount column above
W as printed in the DAR |  |  |  |  | 8382.9
Difference (calculated - printed)
SAY (Rs.) - final DAR rate as printed (fixed value, not computed) |  |  |  |  | 554.95
21.2 | Providing and fixing 12 mm thick prelaminated particle board flat pressed three layer or graded wood particle board conforming to IS: 12823 Grade l Type ll, in panelling fixed in aluminum doors, windows shutters and partition frames with C.P. brass / stainless steel screws etc. complete as per architectural drawings and directions of engineer-in-charge.
21.2.1 | Pre-laminated particle board with decorative lamination on one side and balancing lamination on other side
Details of cost for 7 sqm ¦ Source: CivilDAR_2019_Vol_2.pdf, page 897
Code | Description | Unit | Quantity | Rate (Rs.) | Amount (Rs.) | Note
7477 | Prelaminated particle board with one side decorative and other side balancing lamination, flat pressed 3 layer & graded (medium density) Grade I, Type II conforming to IS : 12823 (exterior grade) 12 mm thick | sqm | 7.35 | 540
9977 | Carriage of particle board | L.S. | 13.65 | 2
9999 | Sundries & screws etc. | L.S. | 27.3 | 2
0112 | Carpenter 2nd class | day | 0.9 | 679
0114 | Beldar | day | 1 | 558
Calculated W - SUM of the Amount column above
W as printed in the DAR |  |  |  |  | 5220
Difference (calculated - printed)
SAY (Rs.) - final DAR rate as printed (fixed value, not computed) |  |  |  |  | 997.7
21.2 | Providing and fixing 12 mm thick prelaminated particle board flat pressed three layer or graded wood particle board conforming to IS: 12823 Grade l Type ll, in panelling fixed in aluminum doors, windows shutters and partition frames with C.P. brass / stainless steel screws etc. complete as per architectural drawings and directions of engineer-in-charge.
21.2.2 | Pre-laminated particle board with decorative lamination on both sides
Details of cost for 7 sqm ¦ Source: CivilDAR_2019_Vol_2.pdf, page 898
Code | Description | Unit | Quantity | Rate (Rs.) | Amount (Rs.) | Note
7480 | Prelaminated particle board with both sides decorative lamination, flat pressed 3 layer & graded (medium density) Grade I, Type II conforming to IS : 12823 (exterior grade) 12 mm thick | sqm | 7.35 | 575
9977 | Carriage of particle board | L.S. | 13.65 | 2
9999 | Sundries & screws etc. | L.S. | 27.3 | 2
0112 | Carpenter 2nd class | day | 0.9 | 679
0114 | Beldar | day | 1 | 558
Calculated W - SUM of the Amount column above
W as printed in the DAR |  |  |  |  | 5477.25
Difference (calculated - printed)
SAY (Rs.) - final DAR rate as printed (fixed value, not computed) |  |  |  |  | 1046.9
21.3 | Providing and fixing glazing in aluminium door, window, ventilator shutters and partitions etc. with EPDM rubber / neoprene gasket etc. complete as per the architectural drawings and the directions of engineer-in-charge . (Cost of aluminium snap beading shall be paid in basic item):
21.3.1 | With float glass panes of 4.0 mm thickness (weight not less than 10kg/sqm)
Details of cost for 1 sqm ¦ Source: CivilDAR_2019_Vol_2.pdf, page 899
Code | Description | Unit | Quantity | Rate (Rs.) | Amount (Rs.) | Note
2406 | Float glass sheet of nominal thickness 4 mm (weight not less than 10kg/sqm). | sqm | 1.1 | 300
9977 | Carriage of glass | L.S. | 2.42 | 2
7390 | Neoprene/EPDM rubber gasket | metre | 6 | 19
0112 | Carpenter 2nd class | day | 0.23 | 679
0114 | Beldar | day | 0.23 | 558
9988 | Sundries and carriage of gasket | L.S. | 6.89 | 2
Calculated W - SUM of the Amount column above
W as printed in the DAR |  |  |  |  | 747.13
Difference (calculated - printed)
SAY (Rs.) - final DAR rate as printed (fixed value, not computed) |  |  |  |  | 999.6
21.3 | Providing and fixing glazing in aluminium door, window, ventilator shutters and partitions etc. with EPDM rubber / neoprene gasket etc. complete as per the architectural drawings and the directions of engineer-in-charge . (Cost of aluminium snap beading shall be paid in basic item):
21.3.2 | With float glass panes of 5 mm thickness (weight not less than 12.50 kg/sqm)
Details of cost for 1 sqm ¦ Source: CivilDAR_2019_Vol_2.pdf, page 899
Code | Description | Unit | Quantity | Rate (Rs.) | Amount (Rs.) | Note
2407 | Float glass sheet of nominal thickness 5 mm (weight not less than 12.50 kg/sqm) | sqm | 1.1 | 500
9977 | Carriage of glass | L.S. | 3.33 | 2
7390 | Neoprene/EPDM rubber gasket | metre | 6 | 19
0112 | Carpenter 2nd class | day | 0.23 | 679
0114 | Beldar | day | 0.23 | 558
9988 | Sundries and carriage of gasket | L.S. | 6.89 | 2
Calculated W - SUM of the Amount column above
W as printed in the DAR |  |  |  |  | 968.95
Difference (calculated - printed)
SAY (Rs.) - final DAR rate as printed (fixed value, not computed) |  |  |  |  | 1296.4
21.3 | Providing and fixing glazing in aluminium door, window, ventilator shutters and partitions etc. with EPDM rubber / neoprene gasket etc. complete as per the architectural drawings and the directions of engineer-in-charge . (Cost of aluminium snap beading shall be paid in basic item):
21.3.3 | With float glass panes of 8 mm thickness (weight not less than 20 kg/sqm)
Details of cost for 1 sqm ¦ Source: CivilDAR_2019_Vol_2.pdf, page 900
Code | Description | Unit | Quantity | Rate (Rs.) | Amount (Rs.) | Note
2408 | Float glass sheet of nominal thickness 8 mm.(weight not less than 20.00 kg/ sqm). | sqm | 1.1 | 610
9977 | Carriage of glass | L.S. | 4.84 | 2
7390 | Neoprene/EPDM rubber gasket | metre | 6 | 19
0112 | Carpenter 2nd class | day | 0.23 | 679
0114 | Beldar | day | 0.23 | 558
9988 | Sundries and carriage of gasket | L.S. | 6.89 | 2
Calculated W - SUM of the Amount column above
W as printed in the DAR |  |  |  |  | 1092.97
Difference (calculated - printed)
SAY (Rs.) - final DAR rate as printed (fixed value, not computed) |  |  |  |  | 1462.35
21.4 | Providing and fixing double action hydraulic floor spring of approved brand and manufacture conforming to IS : 6315, having brand logo embossed on the body / plate with double spring mechanism and door weight upto 125 kg, for doors, including cost of cutting floors, embedding in floors as required and making good the same matching to the existing floor finishing and cover plates with brass pivot and single piece M.S. sheet outer box with slide plate etc. complete as per the direction of Engineer-in-charge.
21.4.1 | With stainless steel cover plate minimum 1.25 mm thickness
Details of cost for 1 number ¦ Source: CivilDAR_2019_Vol_2.pdf, page 901
Code | Description | Unit | Quantity | Rate (Rs.) | Amount (Rs.) | Note
7394 | Double action hydraulic floor spring with stainless steel cover plate | each | 1 | 1500
9977 | CARRIAGE | L.S. | 13 | 2
9999 | Sundries and screws | L.S. | 26 | 2
4.1.3 | Rate as per item 4.1.3 - Providing and laying in position cement concrete of specified grade excluding the cost of centering and shu... | cum | 0.002 | 6788.6
0123 | Mason (brick layer) 1st class | day | 0.08 | 738
0124 | Mason (brick layer) 2nd class | day | 0.08 | 679
0112 | Carpenter 2nd class | day | 0.01 | 679
0114 | Beldar | day | 0.17 | 558
Calculated W - SUM of the Amount column above
W as printed in the DAR |  |  |  |  | 1806.59
Difference (calculated - printed)
SAY (Rs.) - final DAR rate as printed (fixed value, not computed) |  |  |  |  | 2412.5
21.4 | Providing and fixing double action hydraulic floor spring of approved brand and manufacture conforming to IS : 6315, having brand logo embossed on the body / plate with double spring mechanism and door weight upto 125 kg, for doors, including cost of cutting floors, embedding in floors as required and making good the same matching to the existing floor finishing and cover plates with brass pivot and single piece M.S. sheet outer box with slide plate etc. complete as per the direction of Engineer-in-charge.
21.4.2 | With brass cover plate minimum 1.25 mm thickness
Details of cost for 1 number ¦ Source: CivilDAR_2019_Vol_2.pdf, page 901
Code | Description | Unit | Quantity | Rate (Rs.) | Amount (Rs.) | Note
7396 | Double action hydraulic floor spring with brass cover plate | each | 1 | 1620
9977 | CARRIAGE | L.S. | 13 | 2
9999 | Sundries and screws | L.S. | 26 | 2
4.1.3 | Rate as per item 4.1.3 - Providing and laying in position cement concrete of specified grade excluding the cost of centering and shu... | cum | 0.002 | 6788.6
0123 | Mason (brick layer) 1st class | day | 0.08 | 738
0124 | Mason (brick layer) 2nd class | day | 0.08 | 679
0112 | Carpenter 2nd class | day | 0.01 | 679
0114 | Beldar | day | 0.17 | 558
Calculated W - SUM of the Amount column above
W as printed in the DAR |  |  |  |  | 1926.59
Difference (calculated - printed)
SAY (Rs.) - final DAR rate as printed (fixed value, not computed) |  |  |  |  | 2573.05
21.5 | Providing and fixing powder coated aluminium work (minimum thickness of powder coating 50 micron) consisting of tee/ angle sections, of approved make conforming to IS : 733 in frames of false ceiling including aluminium angle cleats with necessary C.P. brass/ stainless steel sunk screws, aluminium perimeter angles fixed to wall with stainless steel rawl plugs @ 450 mm centre to centre and fixing the frame work to G.I. level adjusting hangers 6 mm dia. with necessary cadmium plated machine screws all complete as per approved architectural drawings and direction of the Engineer-in-charge (level adjusting hangers, ceiling cleats and expansion hold fasteners to be paid for separately).
Details of cost for 6.35 kg ¦ Source: CivilDAR_2019_Vol_2.pdf, page 902
Code | Description | Unit | Quantity | Rate (Rs.) | Amount (Rs.) | Note
7306 | Aluminium T or L sections | kilogram | 6.672 | 190
0589 | Chromium plated Brass screws 20 mm | 100 Nos | 0.0116 | 160
7048 | Rawl plug 50 mm (designation 10 no.) | each | 24 | 25
7392 | Powder coating 50 microns on aluminium sections | kilogram | 6.67 | 61
9977 | Carriage of material | L.S. | 13 | 2
9999 | C.P. brass screws for fixing frame with suspenders | L.S. | 13 | 2
0111 | Carpenter 1st class | day | 0.64 | 738
0114 | Beldar | day | 0.64 | 558
9999 | Scaffolding and sundries | L.S. | 13 | 2
Calculated W - SUM of the Amount column above
W as printed in the DAR |  |  |  |  | 3183.85
Difference (calculated - printed)
SAY (Rs.) - final DAR rate as printed (fixed value, not computed) |  |  |  |  | 670.85
21.6 | Providing and fixing 6 mm dia. G.I. level adjusting hangers (upto 1200mm length), fixed to roof slabs by means of ceiling cleats made out of G.I. flat 40x3mm size 60 mm long and stainless steel expandable dash fastener of 12.5 mm dia and 50 mm long, complete as per direction of Engineer-in-charge.
Details of cost for 23 hangers ¦ Source: CivilDAR_2019_Vol_2.pdf, page 903
Code | Description | Unit | Quantity | Rate (Rs.) | Amount (Rs.) | Note
7395 | 6 mm dia. G.I. adjustable hangers including clips (upto 1.2 m length) | each | 23 | 20
0992 | Galvanised steel plain sheets | quintal | 0.014 | 5000
7388 | Dash hold fastener 12.5 mm dia, 40 mm long with 6 mm dia bolt | each | 23 | 11
9977 | Carriage of materials | L.S. | 5.2 | 2
0111 | Carpenter 1st class | day | 0.35 | 738
0114 | Beldar | day | 0.27 | 558
Calculated W - SUM of the Amount column above
W as printed in the DAR |  |  |  |  | 1202.36
Difference (calculated - printed)
SAY (Rs.) - final DAR rate as printed (fixed value, not computed) |  |  |  |  | 69.95
21.7 | Providing and fixing machine moulded aluminium covering of approved pattern & design, made out of machine cut aluminium sheet and machine holed for receiving dash fastener, over expansion joints on vertical surfaces/ceiling floors, the fixing on plate in one row on one side of joint only shall be done with stainless steel dash fasteners of 8 mm dia and 75 mm long bolt including providing aluminium washers 2 mm thick & 15 mm dia , at a staggered pitch of 200mm centre to centre including drilling holes in the receiving surface and providing expandable plastic sleeves in holes etc. complete as per direction of Engineer- in-charge.
21.7.1 | Anodised aluminium sheet 2.5mm thick (anodised transparent or dyed to required shade according to IS: 1868, Minimum anodic coating of grade AC 15)
Details of cost for 7 kg ¦ Source: CivilDAR_2019_Vol_2.pdf, page 904
Code | Description | Unit | Quantity | Rate (Rs.) | Amount (Rs.) | Note
2704 | Aluminium Strip 40 mm wide and 2 mm thick | kilogram | 7.35 | 240
7389 | Anodising 15 microns on aluminium sections | kilogram | 7.35 | 38
7347 | Cadmium plated full threaded steel screws (30x4 mm dia.) | 100 Nos | 0.3 | 27
7348 | Aluminium washer 2 mm thick 15 mm dia | 100 Nos | 0.3 | 10
8776 | Stainless steel dash fastener of 8 mm dia and 75 mm long bolt | each | 30 | 15
9977 | Carriage of materials | L.S. | 6.5 | 2
0112 | Carpenter 2nd class | day | 0.392 | 679
0114 | Beldar | day | 0.392 | 558
9999 | Sundries including machine work | L.S. | 21.45 | 2
Calculated W - SUM of the Amount column above
W as printed in the DAR |  |  |  |  | 3045.2
Difference (calculated - printed)
SAY (Rs.) - final DAR rate as printed (fixed value, not computed) |  |  |  |  | 582.05
21.7 | Providing and fixing machine moulded aluminium covering of approved pattern & design, made out of machine cut aluminium sheet and machine holed for receiving dash fastener, over expansion joints on vertical surfaces/ceiling floors, the fixing on plate in one row on one side of joint only shall be done with stainless steel dash fasteners of 8 mm dia and 75 mm long bolt including providing aluminium washers 2 mm thick & 15 mm dia , at a staggered pitch of 200mm centre to centre including drilling holes in the receiving surface and providing expandable plastic sleeves in holes etc. complete as per direction of Engineer- in-charge.
21.7.2 | Powder coated aluminium sheet 2.5mm thick (minimum thickness of powder coating 50 micron)
Details of cost for 7 kg ¦ Source: CivilDAR_2019_Vol_2.pdf, page 905
Code | Description | Unit | Quantity | Rate (Rs.) | Amount (Rs.) | Note
2704 | Aluminium Strip 40 mm wide and 2 mm thick | kilogram | 7.35 | 240
7392 | Powder coating 50 microns on aluminium sections | kilogram | 7.35 | 61
7347 | Cadmium plated full threaded steel screws (30x4 mm dia.) | 100 Nos | 0.3 | 27
7348 | Aluminium washer 2 mm thick 15 mm dia | 100 Nos | 0.3 | 10
8776 | Stainless steel dash fastener of 8 mm dia and 75 mm long bolt | each | 30 | 15
9977 | Carriage of materials | L.S. | 6.5 | 2
0112 | Carpenter 2nd class | day | 0.392 | 679
0114 | Beldar | day | 0.392 | 558
9999 | Sundries including machine work | L.S. | 21.45 | 2
Calculated W - SUM of the Amount column above
W as printed in the DAR |  |  |  |  | 3214.25
Difference (calculated - printed)
SAY (Rs.) - final DAR rate as printed (fixed value, not computed) |  |  |  |  | 614.35
21.8 | Filling the gap in between aluminium frame & adjacent RCC/ Brick/ Stone work by providing weather silicon sealant over backer rod of approved quality as per architectural drawings and direction of Engineer-in-charge complete.
21.8.1 | Upto 5mm depth and 5 mm width
Details of cost for 1 metre ¦ Source: CivilDAR_2019_Vol_2.pdf, page 906
Code | Description | Unit | Quantity | Rate (Rs.) | Amount (Rs.) | Note
8646 | Silicon sealant | cartridge | 0.087 | 100
8654 | Masking tape | metre | 2 | 1.95
9999 | Sundries & profile | L.S. | 2.6 | 2
9999 | LABOUR | L.S. | 20.8 | 2
Calculated W - SUM of the Amount column above
W as printed in the DAR |  |  |  |  | 59.4
Difference (calculated - printed)
SAY (Rs.) - final DAR rate as printed (fixed value, not computed) |  |  |  |  | 79.45
21.9 | Extra for applying additional anodic coating AC 25 instead of AC 15 to aluminium extruded sections.
21.9.1 | For fixed portion
Details of cost for 41.09 kg ¦ Source: CivilDAR_2019_Vol_2.pdf, page 906
Code | Description | Unit | Quantity | Rate (Rs.) | Amount (Rs.) | Note
7391 | Anodising 25 microns on aluminium sections | kilogram | 41.09 | 48
7389 | Anodising 15 microns on aluminium sections | kilogram | -41.09 | 38
Calculated W - SUM of the Amount column above
W as printed in the DAR |  |  |  |  | 410.9
Difference (calculated - printed)
SAY (Rs.) - final DAR rate as printed (fixed value, not computed) |  |  |  |  | 13.4
21.9 | Extra for applying additional anodic coating AC 25 instead of AC 15 to aluminium extruded sections.
21.9.2 | For shutters of doors, windows & ventilators
Details of cost for 21.65 kg ¦ Source: CivilDAR_2019_Vol_2.pdf, page 907
Code | Description | Unit | Quantity | Rate (Rs.) | Amount (Rs.) | Note
7391 | Anodising 25 microns on aluminium sections | kilogram | 21.65 | 48
7389 | Anodising 15 microns on aluminium sections | kilogram | -21.65 | 38
Calculated W - SUM of the Amount column above
W as printed in the DAR |  |  |  |  | 216.5
Difference (calculated - printed)
SAY (Rs.) - final DAR rate as printed (fixed value, not computed) |  |  |  |  | 13.4
21.10 | Providing and fixing double glazed hermetically sealed glazing in aluminium windows, ventilators and partition etc. with 6 mm thick clear float glass both side, having 12 mm air gap, including providing EPDM gasket, perforated aluminium spacers, desiccants, sealant (Both primary and secondary sealant) etc. as per specifications, drawings and direction of Engineer-in-charge complete.
Details of cost for 1 sqm ¦ Source: CivilDAR_2019_Vol_2.pdf, page 907
Code | Description | Unit | Quantity | Rate (Rs.) | Amount (Rs.) | Note
8648 | Hermetically sealed double glazed unit made with 6 mm thick clear float glass both side having 12 mm air gap | sqm | 1.1 | 2150
9977 | Carriage of glass | L.S. | 6.66 | 2
7390 | Neoprene/EPDM rubber gasket | metre | 6 | 19
0112 | Carpenter 2nd class | day | 0.23 | 679
0114 | Beldar | day | 0.46 | 558
9988 | Sundries and carriage of gasket | L.S. | 6.89 | 2
Calculated W - SUM of the Amount column above
W as printed in the DAR |  |  |  |  | 2918.95
Difference (calculated - printed)
SAY (Rs.) - final DAR rate as printed (fixed value, not computed) |  |  |  |  | 3905.35
21.11 | Providing and fixing stainless steel (SS 304 grade) adjustable friction windows stays of approved quality with necessary stainless steel screws etc. to the side hung windows as per direction of Engineer-in-charge complete.
21.11.1 | 205 X 19 mm
Details of cost for 10 nos ¦ Source: CivilDAR_2019_Vol_2.pdf, page 908
Code | Description | Unit | Quantity | Rate (Rs.) | Amount (Rs.) | Note
8649 | Stainless steel (SS 304 grade) adjustable friction window stay 205 x 19 mm | each | 10 | 172
8647 | Stainless steel screws 30 mm x4 mm | 100 nos | 0.4 | 32
9977 | CARRIAGE | L.S. | 2.73 | 2
0112 | Carpenter 2nd class | day | 0.14 | 679
0114 | Beldar | day | 0.14 | 558
Calculated W - SUM of the Amount column above
W as printed in the DAR |  |  |  |  | 1911.44
Difference (calculated - printed)
SAY (Rs.) - final DAR rate as printed (fixed value, not computed) |  |  |  |  | 255.75
21.11 | Providing and fixing stainless steel (SS 304 grade) adjustable friction windows stays of approved quality with necessary stainless steel screws etc. to the side hung windows as per direction of Engineer-in-charge complete.
21.11.2 | 255 X 19 mm
Details of cost for 10 nos ¦ Source: CivilDAR_2019_Vol_2.pdf, page 908
Code | Description | Unit | Quantity | Rate (Rs.) | Amount (Rs.) | Note
8650 | Stainless steel (SS 304 grade) adjustable 255 x 19mm | each | 10 | 222
8647 | Stainless steel screws 30 mm x4 mm | 100 nos | 0.4 | 32
9977 | CARRIAGE | L.S. | 2.73 | 2
0112 | Carpenter 2nd class | day | 0.14 | 679
0114 | Beldar | day | 0.14 | 558
Calculated W - SUM of the Amount column above
W as printed in the DAR |  |  |  |  | 2411.44
Difference (calculated - printed)
SAY (Rs.) - final DAR rate as printed (fixed value, not computed) |  |  |  |  | 322.65
21.11 | Providing and fixing stainless steel (SS 304 grade) adjustable friction windows stays of approved quality with necessary stainless steel screws etc. to the side hung windows as per direction of Engineer-in-charge complete.
21.11.3 | 355 X 19 mm
Details of cost for 10 nos ¦ Source: CivilDAR_2019_Vol_2.pdf, page 909
Code | Description | Unit | Quantity | Rate (Rs.) | Amount (Rs.) | Note
8651 | Stainless steel (SS 304 grade) adjustable friction window stay 355 x 19 mm | each | 10 | 195
8647 | Stainless steel screws 30 mm x4 mm | 100 nos | 0.4 | 32
9977 | CARRIAGE | L.S. | 2.73 | 2
0112 | Carpenter 2nd class | day | 0.14 | 679
0114 | Beldar | day | 0.14 | 558
Calculated W - SUM of the Amount column above
W as printed in the DAR |  |  |  |  | 2141.44
Difference (calculated - printed)
SAY (Rs.) - final DAR rate as printed (fixed value, not computed) |  |  |  |  | 286.5
21.11 | Providing and fixing stainless steel (SS 304 grade) adjustable friction windows stays of approved quality with necessary stainless steel screws etc. to the side hung windows as per direction of Engineer-in-charge complete.
21.11.4 | 510 X 19 mm
Details of cost for 10 nos ¦ Source: CivilDAR_2019_Vol_2.pdf, page 909
Code | Description | Unit | Quantity | Rate (Rs.) | Amount (Rs.) | Note
8652 | Stainless steel (SS 304 grade) adjustable friction window stay 510 x 19 mm | each | 10 | 525
8647 | Stainless steel screws 30 mm x4 mm | 100 nos | 0.4 | 32
9977 | CARRIAGE | L.S. | 2.73 | 2
0112 | Carpenter 2nd class | day | 0.14 | 679
0114 | Beldar | day | 0.14 | 558
Calculated W - SUM of the Amount column above
W as printed in the DAR |  |  |  |  | 5441.44
Difference (calculated - printed)
SAY (Rs.) - final DAR rate as printed (fixed value, not computed) |  |  |  |  | 728.05
21.11 | Providing and fixing stainless steel (SS 304 grade) adjustable friction windows stays of approved quality with necessary stainless steel screws etc. to the side hung windows as per direction of Engineer-in-charge complete.
21.11.5 | 710 X 19 mm
Details of cost for 10 nos ¦ Source: CivilDAR_2019_Vol_2.pdf, page 910
Code | Description | Unit | Quantity | Rate (Rs.) | Amount (Rs.) | Note
8653 | Stainless steel (SS 304 grade) adjustable friction window stay 710 x 19 mm | each | 10 | 900
8647 | Stainless steel screws 30 mm x4 mm | 100 nos | 0.4 | 32
9977 | CARRIAGE | L.S. | 2.73 | 2
0112 | Carpenter 2nd class | day | 0.14 | 679
0114 | Beldar | day | 0.14 | 558
Calculated W - SUM of the Amount column above
W as printed in the DAR |  |  |  |  | 9191.44
Difference (calculated - printed)
SAY (Rs.) - final DAR rate as printed (fixed value, not computed) |  |  |  |  | 1229.75
21.12 | Providing and fixing aluminium tubular handle bar 32 mm outer dia, 3.0 mm thick &
21.12.1 | Anodized (AC 15 ) aluminium tubular handle bar
Details of cost for 10 nos ¦ Source: CivilDAR_2019_Vol_2.pdf, page 910
Code | Description | Unit | Quantity | Rate (Rs.) | Amount (Rs.) | Note
7306 | Aluminium T or L sections | kilogram | 16.34 | 190
7389 | Anodising 15 microns on aluminium sections | kilogram | 16.34 | 38
9977 | Carriage of material | L.S. | 4.42 | 2
8647 | Stainless steel screws 30 mm x4 mm | 100 nos | 0.08 | 32
0111 | Carpenter 1st class | day | 0.125 | 738
Calculated W - SUM of the Amount column above
W as printed in the DAR |  |  |  |  | 3829.17
Difference (calculated - printed)
SAY (Rs.) - final DAR rate as printed (fixed value, not computed) |  |  |  |  | 512.3
21.12 | Providing and fixing aluminium tubular handle bar 32 mm outer dia, 3.0 mm thick &
21.12.2 | Powder coated minimum thickness 50 micron aluminium tubular handle bar
Details of cost for 10 nos ¦ Source: CivilDAR_2019_Vol_2.pdf, page 911
Code | Description | Unit | Quantity | Rate (Rs.) | Amount (Rs.) | Note
7306 | Aluminium T or L sections | kilogram | 16.34 | 190
7392 | Powder coating 50 microns on aluminium sections | kilogram | 16.34 | 61
9977 | Carriage of material | L.S. | 4.42 | 2
8647 | Stainless steel screws 30 mm x4 mm | 100 nos | 0.08 | 32
0111 | Carpenter 1st class | day | 0.125 | 738
Calculated W - SUM of the Amount column above
W as printed in the DAR |  |  |  |  | 4204.99
Difference (calculated - printed)
SAY (Rs.) - final DAR rate as printed (fixed value, not computed) |  |  |  |  | 562.6
21.12 | Providing and fixing aluminium tubular handle bar 32 mm outer dia, 3.0 mm thick &
21.12.3 | Polyester powder coated minimum thickness 50 micron aluminium tubular handle bar
Details of cost for 10 nos ¦ Source: CivilDAR_2019_Vol_2.pdf, page 911
Code | Description | Unit | Quantity | Rate (Rs.) | Amount (Rs.) | Note
7306 | Aluminium T or L sections | kilogram | 16.34 | 190
7393 | Polyester powder coating 50 microns on aluminium sections | kilogram | 16.34 | 67
9977 | Carriage of material | L.S. | 4.42 | 2
8647 | Stainless steel screws 30 mm x4 mm | 100 nos | 0.08 | 32
0111 | Carpenter 1st class | day | 0.125 | 738
Calculated W - SUM of the Amount column above
W as printed in the DAR |  |  |  |  | 4303.03
Difference (calculated - printed)
SAY (Rs.) - final DAR rate as printed (fixed value, not computed) |  |  |  |  | 575.7
21.13 | Providing and fixing Brass 100mm mortice latch and lock with 6 levers without pair of handles (best make of approved quality) for aluminium doors including necessary cutting and making good etc. complete.
Details of cost for 1 no ¦ Source: CivilDAR_2019_Vol_2.pdf, page 912
Code | Description | Unit | Quantity | Rate (Rs.) | Amount (Rs.) | Note
7001 | Brass 100mm mortice latch and lock with 6 levers without pair of handles | each | 1 | 210
0111 | Carpenter 1st class | day | 0.17 | 738
9999 | Sundry and screws | L.S. | 3.64 | 2
Calculated W - SUM of the Amount column above
W as printed in the DAR |  |  |  |  | 342.74
Difference (calculated - printed)
SAY (Rs.) - final DAR rate as printed (fixed value, not computed) |  |  |  |  | 458.55
21.14 | Providing and fixing anodised aluminium (anodised transparent or dyed to required shade according to IS: 1868. Minimum anodic coating of grade AC 15) sub frame work for windows and ventilators with extruded built up standard tubular sections of approved make conforming to IS: 733 and IS: 1285, fixed with dash fastener of required dia and size (Dash fastener to be paid for separately).
Details of cost for 4.082 kg ¦ Source: CivilDAR_2019_Vol_2.pdf, page 912
Code | Description | Unit | Quantity | Rate (Rs.) | Amount (Rs.) | Note
7306 | Aluminium T or L sections | kilogram | 4.286 | 190
0589 | Chromium plated Brass screws 20 mm | 100 Nos | 0.08 | 160
7389 | Anodising 15 microns on aluminium sections | kilogram | 4.286 | 38
9977 | Carriage of material | L.S. | 5.2 | 2
0116 | Fitter (grade 1) | day | 0.04 | 738
0139 | Skilled Beldar (for floor rubbing etc.) | day | 0.04 | 617
0114 | Beldar | day | 0.02 | 558
0100 | Bandhani | day | 0.01 | 617
9999 | Labour for drilling holes, hire charges of drill, electricity charges, carriage of dash hold fastners & sundries | L.S. | 5.2 | 2
Calculated W - SUM of the Amount column above
W as printed in the DAR |  |  |  |  | 1082.34
Difference (calculated - printed)
SAY (Rs.) - final DAR rate as printed (fixed value, not computed) |  |  |  |  | 354.75
21.15 | Providing and fixing aluminium casement windows fastener of required length for aluminium windows with necessary screws etc. complete.
21.15.1 | Anodized (AC 15) aluminium
Details of cost for 10 nos ¦ Source: CivilDAR_2019_Vol_2.pdf, page 913
Code | Description | Unit | Quantity | Rate (Rs.) | Amount (Rs.) | Note
8660 | Aluminium casement window fastener (Anodised AC 15) | each | 10 | 44
8666 | Stainless steel screws 25 mm x4 mm | 100 Nos | 0.4 | 38
0111 | Carpenter 1st class | day | 0.06 | 738
9977 | Carriage of materials | L.S. | 2.73 | 2
Calculated W - SUM of the Amount column above
W as printed in the DAR |  |  |  |  | 504.94
Difference (calculated - printed)
SAY (Rs.) - final DAR rate as printed (fixed value, not computed) |  |  |  |  | 67.55
21.15 | Providing and fixing aluminium casement windows fastener of required length for aluminium windows with necessary screws etc. complete.
21.15.2 | Powder coated minimum thickness 50 micron aluminium
Details of cost for 10 nos ¦ Source: CivilDAR_2019_Vol_2.pdf, page 914
Code | Description | Unit | Quantity | Rate (Rs.) | Amount (Rs.) | Note
8661 | Aluminium casement window fastener (powder coated ) | each | 10 | 47
8666 | Stainless steel screws 25 mm x4 mm | 100 Nos | 0.4 | 38
0111 | Carpenter 1st class | day | 0.06 | 738
9977 | Carriage of materials | L.S. | 2.73 | 2
Calculated W - SUM of the Amount column above
W as printed in the DAR |  |  |  |  | 534.94
Difference (calculated - printed)
SAY (Rs.) - final DAR rate as printed (fixed value, not computed) |  |  |  |  | 71.55
21.15 | Providing and fixing aluminium casement windows fastener of required length for aluminium windows with necessary screws etc. complete.
21.15.3 | Polyester powder coated minimum thickness 50 micron aluminium
Details of cost for 10 nos ¦ Source: CivilDAR_2019_Vol_2.pdf, page 914
Code | Description | Unit | Quantity | Rate (Rs.) | Amount (Rs.) | Note
8662 | Aluminium casement window fastener (polyester powder coated) | each | 10 | 46
8666 | Stainless steel screws 25 mm x4 mm | 100 Nos | 0.4 | 38
0111 | Carpenter 1st class | day | 0.06 | 738
9977 | Carriage of materials | L.S. | 2.73 | 2
Calculated W - SUM of the Amount column above
W as printed in the DAR |  |  |  |  | 524.94
Difference (calculated - printed)
SAY (Rs.) - final DAR rate as printed (fixed value, not computed) |  |  |  |  | 70.25
21.16 | Providing and fixing aluminium round shape handle of outer dia 100 mm with SS screws etc. complete as per direction of Engineer-in-charge
21.16.1 | Anodized (AC 15 ) aluminium
Details of cost for 10 nos ¦ Source: CivilDAR_2019_Vol_2.pdf, page 915
Code | Description | Unit | Quantity | Rate (Rs.) | Amount (Rs.) | Note
8663 | Aluminium round shape handle (anodised AC 15) outer dia 100mm | each | 10 | 53
8666 | Stainless steel screws 25 mm x4 mm | 100 Nos | 0.4 | 38
0111 | Carpenter 1st class | day | 0.06 | 738
9977 | Carriage of materials | L.S. | 2.73 | 2
Calculated W - SUM of the Amount column above
W as printed in the DAR |  |  |  |  | 594.94
Difference (calculated - printed)
SAY (Rs.) - final DAR rate as printed (fixed value, not computed) |  |  |  |  | 79.6
21.16 | Providing and fixing aluminium round shape handle of outer dia 100 mm with SS screws etc. complete as per direction of Engineer-in-charge
21.16.2 | Powder coated minimum thickness 50 micron aluminium
Details of cost for 10 nos ¦ Source: CivilDAR_2019_Vol_2.pdf, page 915
Code | Description | Unit | Quantity | Rate (Rs.) | Amount (Rs.) | Note
8664 | Aluminium round shape handle (powder coated) outer dia 100 mm | each | 10 | 56
8666 | Stainless steel screws 25 mm x4 mm | 100 Nos | 0.4 | 38
0111 | Carpenter 1st class | day | 0.06 | 738
9977 | Carriage of materials | L.S. | 2.73 | 2
Calculated W - SUM of the Amount column above
W as printed in the DAR |  |  |  |  | 624.94
Difference (calculated - printed)
SAY (Rs.) - final DAR rate as printed (fixed value, not computed) |  |  |  |  | 83.6
21.16 | Providing and fixing aluminium round shape handle of outer dia 100 mm with SS screws etc. complete as per direction of Engineer-in-charge
21.16.3 | Polyester powder coated minimum thickness 50 micron aluminium
Details of cost for 10 nos ¦ Source: CivilDAR_2019_Vol_2.pdf, page 916
Code | Description | Unit | Quantity | Rate (Rs.) | Amount (Rs.) | Note
8665 | Aluminium round shape handle (polyester powder coated) outer dia 100 mm | each | 10 | 60
8666 | Stainless steel screws 25 mm x4 mm | 100 Nos | 0.4 | 38
0111 | Carpenter 1st class | day | 0.06 | 738
9977 | Carriage of materials | L.S. | 2.73 | 2
Calculated W - SUM of the Amount column above
W as printed in the DAR |  |  |  |  | 664.94
Difference (calculated - printed)
SAY (Rs.) - final DAR rate as printed (fixed value, not computed) |  |  |  |  | 88.95
21.17 | Providing and fixing anodised aluminium grill (anodised transparent or dyed to required shade according to IS: 1868 with minimum anodic coating of grade AC 15) of approved design/pattern, with approved standard section and fixed to the existing window frame with C.P. brass/ stainless steel screws @ 200 mm centre to centre, including cutting the grill to proper opening size for fixing and operation of handles and fixing approved anodised aluminium standard section around the opening, all complete as per requirement and direction of Engineer-in-charge. (Only weight of grill to be measured for payment).
Details of cost for 10 kg ¦ Source: CivilDAR_2019_Vol_2.pdf, page 916
Code | Description | Unit | Quantity | Rate (Rs.) | Amount (Rs.) | Note
8774 | Aluminium Grill | kg | 12 | 260
9977 | Carriage of materials | L.S. | 11 | 2
0116 | Fitter (grade 1) | day | 0.5 | 738
0139 | Skilled Beldar (for floor rubbing etc.) | day | 0.25 | 617
0114 | Beldar | day | 0.25 | 558
0100 | Bandhani | day | 0.05 | 617
9999 | Sundries | L.S. | 25 | 2
Calculated W - SUM of the Amount column above
W as printed in the DAR |  |  |  |  | 3885.6
Difference (calculated - printed)
SAY (Rs.) - final DAR rate as printed (fixed value, not computed) |  |  |  |  | 519.85
21.18 | Providing and fixing 12 mm thick frameless toughened glass door shutter of approved brand and manufacture, including providing and fixing top & bottom pivot & double acting hydraulic floor spring type fixing arrangement and making necessary holes etc. for fixing required door fittings, all complete as per direction of Engineer-in-charge (Door handle, lock and stopper etc.to be paid separately).
Details of cost for 2.1 sqm ¦ Source: CivilDAR_2019_Vol_2.pdf, page 917
Code | Description | Unit | Quantity | Rate (Rs.) | Amount (Rs.) | Note
8778 | Toughened glass 12 mm thickness | sqm | 2.31 | 1747
9977 | Carriage of glass panes and other materials | L.S. | 8.19 | 2
9999 | Methylated spirit | L.S. | 5.33 | 2
21.4.1 | Rate as per item 21.4.1 - Providing and fixing double action hydraulic floor spring of approved brand and manufacture conforming to I... | each | 1 | 2412.5
0119 | Glazier | day | 0.9 | 679
0114 | Beldar | day | 0.9 | 558
9999 | Sundries,sush rog cotton etc. | L.S. | 1.13 | 2
Calculated W - SUM of the Amount column above
W as printed in the DAR |  |  |  |  | 7590.67
Difference (calculated - printed)
SAY (Rs.) - final DAR rate as printed (fixed value, not computed) |  |  |  |  | 4447.9
21.19 | Filling the gap in between aluminium/ stone/ wood frame and adjacent RCC/Brick/ Stone/ wood/ Ceramic/ Gypsum work by providing weather/structural non sag elastomeric PU sealant over backer rod of approved quality as per architectural drawings and direction of Engineer-in-charge complete, complying to ASTM C920, DIN 18540-F & ISO 11600
21.19.1 | Upto 5 mm depth and 5 mm width
Details of cost for 10 metre ¦ Source: CivilDAR_2019_Vol_2.pdf, page 918
Code | Description | Unit | Quantity | Rate (Rs.) | Amount (Rs.) | Note
2604 | Weather/structural non sag elastomeric PU sealant (600ml Sausage) for joints in RCC/Brick/ Stone/ wood/ Ceramic/ Gypsum/Alluminium work complying to ASTM C920, DIN 18540-F & ISO 11600 incl all taxes | each | 1 | 532
8654 | Masking tape | metre | 20 | 1.95
9999 | Sundries, including charges of Sealant gun machine, dhoti etc | L.S. | 26 | 2
9977 | Carriage of material | L.S. | 8.4 | 2
0123 | Mason (brick layer) 1st class | day | 0.4 | 738
Calculated W - SUM of the Amount column above
W as printed in the DAR |  |  |  |  | 935
Difference (calculated - printed)
SAY (Rs.) - final DAR rate as printed (fixed value, not computed) |  |  |  |  | 125.1
21.19 | Filling the gap in between aluminium/ stone/ wood frame and adjacent RCC/Brick/ Stone/ wood/ Ceramic/ Gypsum work by providing weather/structural non sag elastomeric PU sealant over backer rod of approved quality as per architectural drawings and direction of Engineer-in-charge complete, complying to ASTM C920, DIN 18540-F & ISO 11600
21.19.2 | Upto 10 mm depth and 10 mm width
Details of cost for 10 metre ¦ Source: CivilDAR_2019_Vol_2.pdf, page 918
Code | Description | Unit | Quantity | Rate (Rs.) | Amount (Rs.) | Note
2604 | Weather/structural non sag elastomeric PU sealant (600ml Sausage) for joints in RCC/Brick/ Stone/ wood/ Ceramic/ Gypsum/Alluminium work complying to ASTM C920, DIN 18540-F & ISO 11600 incl all taxes | each | 1.5 | 532
8654 | Masking tape | metre | 20 | 1.95
9999 | Sundries, including charges of Sealant gun machine, dhoti etc | L.S. | 26 | 2
9977 | Carriage of material | L.S. | 8.4 | 2
0123 | Mason (brick layer) 1st class | day | 0.5 | 738
Calculated W - SUM of the Amount column above
W as printed in the DAR |  |  |  |  | 1274.8
Difference (calculated - printed)
SAY (Rs.) - final DAR rate as printed (fixed value, not computed) |  |  |  |  | 170.55
21.19 | Filling the gap in between aluminium/ stone/ wood frame and adjacent RCC/Brick/ Stone/ wood/ Ceramic/ Gypsum work by providing weather/structural non sag elastomeric PU sealant over backer rod of approved quality as per architectural drawings and direction of Engineer-in-charge complete, complying to ASTM C920, DIN 18540-F & ISO 11600
21.19.3 | Upto 20 mm depth and 20 mm width
Details of cost for 10 metre ¦ Source: CivilDAR_2019_Vol_2.pdf, page 919
Code | Description | Unit | Quantity | Rate (Rs.) | Amount (Rs.) | Note
2604 | Weather/structural non sag elastomeric PU sealant (600ml Sausage) for joints in RCC/Brick/ Stone/ wood/ Ceramic/ Gypsum/Alluminium work complying to ASTM C920, DIN 18540-F & ISO 11600 incl all taxes | each | 3 | 532
8654 | Masking tape | metre | 20 | 1.95
2630 | Baker rod | metre | 10 | 5
9999 | Sundries, including charges of Sealant gun machine, dhoti etc | L.S. | 26 | 2
9977 | Carriage of material | L.S. | 8.4 | 2
0123 | Mason (brick layer) 1st class | day | 0.75 | 738
Calculated W - SUM of the Amount column above
W as printed in the DAR |  |  |  |  | 2307.3
Difference (calculated - printed)
SAY (Rs.) - final DAR rate as printed (fixed value, not computed) |  |  |  |  | 308.7

## 22_Water_Proofing
SUB-HEAD 22: WATER PROOFING
29 priced items. Amount and Calculated W are live Excel formulas (Quantity x Rate, SUM); the printed W and SAY are the DAR's own figures. Edit any Quantity or Rate and the item's calculated W recalculates.
22.1 | Providing and laying integral cement based treatment for water proofing on horizontal surface at all depth below ground level for under ground structures as directed by Engineer-in-Charge and consisting of : (i) Ist layer of 22 mm to 25 mm thick approved and specified rough stone slab over a 25 mm thick base of cement mortar 1:3 (1 cement : 3 coarse sand) mixed with water proofing compound conforming to IS:2645 in the recommended proportion over the leveling course (leveling course to be paid separately). Joints sealed and grouted with cement slurry mixed with water proofing compound. (ii) 2nd layer of 25 mm thick cement mortar 1:3 (1 cement: 3 coarse sand) mixed with water proofing compound in recommended proportions. (iii) Finishing top with stone aggregate of 10 mm to 12 mm nominal size
22.1.1 | Using rough kota stone.
Details of cost for 10 sqm ¦ Source: CivilDAR_2019_Vol_2.pdf, page 922
Code | Description | Unit | Quantity | Rate (Rs.) | Amount (Rs.) | Note
3.8 | Rate as per item 3.8 - Cement mortar 1:3 (1 cement : 3 coarse sand) | cum | 0.25 | 4664.55
1169 | Kotastone slab 25mm thick (rough cheseled) | sqm | 11 | 301
2216 | Carriage of Stone blocks white & red sand stone & kota stone slab | tonne | 0.64 | 92.24
3.8 | Rate as per item 3.8 - Cement mortar 1:3 (1 cement : 3 coarse sand) | cum | 0.28 | 4664.55
0367 | Portland Cement (OPC-43 grade) | tonne | 0.072 | 4940
2209 | Carriage of Cement | tonne | 0.072 | 92.24
1213 | Water proofing materials | kilogram | 6.86 | 35
0296 | Stone Aggregate (Single size) : 12.5 mm nominal size | cum | 0.08 | 1350
2202 | Carriage of Stone aggregate below 40 mm nominal size | cum | 0.08 | 103.77
0125 | Mason (for plain stone work) 2nd class | day | 1.2 | 679
0114 | Beldar | day | 1 | 558
0115 | Coolie | day | 1 | 558
0125 | Mason (for plain stone work) 2nd class | day | 1.08 | 679
0114 | Beldar | day | 1.08 | 558
0101 | Bhisti | day | 0.45 | 617
9999 | Sundries | L.S. | 6.24 | 2
Calculated W - SUM of the Amount column above
W as printed in the DAR |  |  |  |  | 10117.86
Difference (calculated - printed)
SAY (Rs.) - final DAR rate as printed (fixed value, not computed) |  |  |  |  | 1353.7
22.2 | Providing and laying integral cement based treatment for water proofing on the vertical surface by fixing specified stone slab 22 mm to 25 mm thick with cement slurry mixed with water proofing compound conforming to IS:2645 in recommended proportions with a gap of 20 mm (minimum) between stone slabs and the receiving surfaces and filling the gaps with neat cement slurry mixed with water proofing compound and finishing the exterior of stone slab with cement mortar 1:3 (1 cement : 3 coarse sand) 20 mm thick with neat cement punning mixed with water proofing compound in recommended proportion complete at all levels and as directed by Engineer-in-charge :
22.2.1 | Using rough Kota stone
Details of cost for 10 sqm ¦ Source: CivilDAR_2019_Vol_2.pdf, page 923
Code | Description | Unit | Quantity | Rate (Rs.) | Amount (Rs.) | Note
1169 | Kotastone slab 25mm thick (rough cheseled) | sqm | 11 | 301
2216 | Carriage of Stone blocks white & red sand stone & kota stone slab | tonne | 0.64 | 92.24
0367 | Portland Cement (OPC-43 grade) | tonne | 0.31 | 4940
2209 | Carriage of Cement | tonne | 0.31 | 92.24
13.9.2 | Rate as per item 13.9.2 - Cement plaster 1:3 (1 cement: 3 coarse sand) finished with a floating coat of neat cement - 20 mm cement pl... | sqm | 10 | 460.7
1213 | Water proofing materials | kilogram | 8.9 | 35
0125 | Mason (for plain stone work) 2nd class | day | 3 | 679
0114 | Beldar | day | 3 | 558
0115 | Coolie | day | 1 | 558
9999 | Sundries and scaffolding | L.S. | 18.2 | 2
Calculated W - SUM of the Amount column above
W as printed in the DAR |  |  |  |  | 14153.93
Difference (calculated - printed)
SAY (Rs.) - final DAR rate as printed (fixed value, not computed) |  |  |  |  | 1738
22.3 | Providing and laying water proofing treatment to vertical and horizontal surfaces of depressed portions of W.C., kitchen and the like consisting of: (i) Ist course of applying cement slurry @ 4.4 kg/sqm mixed with water proofing compound conforming to IS 2645 in recommended proportions including rounding off junction of vertical and horizontal surface. (ii) IInd course of 20 mm cement plaster 1:3 (1 cement : 3 coarse sand) mixed with water proofing compound in recommended proportion including rounding off junction of vertical and horizontal surface. (iii) IIIrd course of applying blown or residual bitumen applied hot at 1.7 kg. per sqm of area. (iv) IVth course of 400 micron thick PVC sheet. (Overlaps at joints of PVC sheet should be 100 mm wide and pasted to each other with bitumen @ 1.7 kg/
Details of cost for 10 sqm ¦ Source: CivilDAR_2019_Vol_2.pdf, page 924
Code | Description | Unit | Quantity | Rate (Rs.) | Amount (Rs.) | Note
0367 | Portland Cement (OPC-43 grade) | tonne | 0.044 | 4940
2209 | Carriage of Cement | tonne | 0.044 | 92.24
3.8 | Rate as per item 3.8 - Cement mortar 1:3 (1 cement : 3 coarse sand) | cum | 0.224 | 4664.55
0155 | Mason (average) | day | 0.94 | 709
0115 | Coolie | day | 1.02 | 558
0101 | Bhisti | day | 1.1 | 617
9999 | Scafolding and sundries | L.S. | 12.61 | 2
0313 | Blown type petroleum bitumen of penetration 85/25 of approved quality | tonne | 0.017 | 34000
2211 | Carriage of Tar bitumen | tonne | 0.017 | 103.77
3002 | Polyvinyle chloride sheet 400 micron thick | sqm | 10 | 40
9977 | CARRIAGE | L.S. | 13 | 2
1213 | Water proofing materials | kilogram | 3.6 | 35
0131 | Painter | day | 0.2 | 679
0114 | Beldar | day | 1.33 | 558
0130 | Mistry | day | 0.06 | 738
9999 | Sundries | L.S. | 7.28 | 2
Calculated W - SUM of the Amount column above
W as printed in the DAR |  |  |  |  | 5274.36
Difference (calculated - printed)
SAY (Rs.) - final DAR rate as printed (fixed value, not computed) |  |  |  |  | 705.7
22.4 | Providing and Placing in position suitable PVC water stops conforming to IS:12200 for construction/ expansion joints between two RCC members and fixed to the reinforcement with binding wire before pouring concrete etc. complete :
22.4.1 | Serrated with central bulb (225 mm wide, 8-11 mm thick)
Details of cost for 100 metres ¦ Source: CivilDAR_2019_Vol_2.pdf, page 926
Code | Description | Unit | Quantity | Rate (Rs.) | Amount (Rs.) | Note
7427 | Water stops Serrated with central bulb (225 mm wide, 8-11 mm thick) | metre | 100 | 200
0114 | Beldar | day | 2 | 558
9999 | Sundries & wire etc. | L.S. | 26 | 2
Calculated W - SUM of the Amount column above
W as printed in the DAR |  |  |  |  | 21168
Difference (calculated - printed)
SAY (Rs.) - final DAR rate as printed (fixed value, not computed) |  |  |  |  | 283.2
22.4 | Providing and Placing in position suitable PVC water stops conforming to IS:12200 for construction/ expansion joints between two RCC members and fixed to the reinforcement with binding wire before pouring concrete etc. complete :
22.4.2 | Dumb bell with central bulb (180 mm wide, 8 mm thick)
Details of cost for 100 metres ¦ Source: CivilDAR_2019_Vol_2.pdf, page 926
Code | Description | Unit | Quantity | Rate (Rs.) | Amount (Rs.) | Note
7428 | Water stops Dumb bell with central bulb | metre | 100 | 160
0114 | Beldar | day | 2 | 558
9999 | Sundries & wire etc. | L.S. | 26 | 2
Calculated W - SUM of the Amount column above
W as printed in the DAR |  |  |  |  | 17168
Difference (calculated - printed)
SAY (Rs.) - final DAR rate as printed (fixed value, not computed) |  |  |  |  | 229.7
22.4 | Providing and Placing in position suitable PVC water stops conforming to IS:12200 for construction/ expansion joints between two RCC members and fixed to the reinforcement with binding wire before pouring concrete etc. complete :
22.4.3 | Kickers (320 mm wide, 5 mm thick)
Details of cost for 100 metres ¦ Source: CivilDAR_2019_Vol_2.pdf, page 927
Code | Description | Unit | Quantity | Rate (Rs.) | Amount (Rs.) | Note
7429 | Kickers | metre | 100 | 185
0114 | Beldar | day | 2 | 558
9999 | Sundries & wire etc. | L.S. | 26 | 2
Calculated W - SUM of the Amount column above
W as printed in the DAR |  |  |  |  | 19668
Difference (calculated - printed)
SAY (Rs.) - final DAR rate as printed (fixed value, not computed) |  |  |  |  | 263.15
22.5 | Providing and laying water proofing treatment in sunken portion of WCs, bathroom etc., by applying cement slurry mixed with water proofing cement compound consisting of applying : (a) First layer of slurry of cement @ 0.488 kg/sqm mixed with water proofing cement compound @ 0.253 kg/ sqm. This layer will be allowed to air cure for 4 hours. (b) Second layer of slurry of cement @ 0.242 kg/sqm mixed with water proofing cement compound @ 0.126 kg/sqm. This layer will be allowed to air cure for 4 hours followed with water curing for 48 hours. The rate includes preparation of surface, treatment and sealing of all joints, corners, junctions of pipes and masonry with polymer mixed slurry.
Details of cost for 10 sqm ¦ Source: CivilDAR_2019_Vol_2.pdf, page 927
Code | Description | Unit | Quantity | Rate (Rs.) | Amount (Rs.) | Note
0367 | Portland Cement (OPC-43 grade) | tonne | 0.012 | 4940
2209 | Carriage of Cement | tonne | 0.012 | 92.24
8501 | Polymer modified cementation coating | kilogram | 5 | 140
0155 | Mason (average) | day | 2 | 709
0114 | Beldar | day | 2 | 558
0101 | Bhisti | day | 0.25 | 617
9999 | Sundries, brushes etc | L.S. | 15.6 | 2
Calculated W - SUM of the Amount column above
W as printed in the DAR |  |  |  |  | 3479.84
Difference (calculated - printed)
SAY (Rs.) - final DAR rate as printed (fixed value, not computed) |  |  |  |  | 465.6
22.6 | Providing and laying water proofing treatment on roofs of slabs by applying cement slurry mixed with water proofing cement compound consisting of applying: (a) after surface preparation, first layer of slurry of cement @ 0.488 kg/sqm mixed with water proofing cement compound @ 0.253 kg/sqm. (b) laying second layer of Fibre glass cloth when the first layer is still green. Overlaps of joints of fibre cloth should not be less than 10 cm. (c) third layer of 1.5 mm thickness consisting of slurry of cement @ 1.289 kg/ sqm mixed with water proofing cement compound @ 0.670 kg/sqm and coarse sand @ 1.289 kg/sqm. This will be allowed to air cure for 4 hours followed by water curing for 48 hours. The entire treatment will be taken upto 30 cm on parapet wall and tucked into groove in parapet all around.
Details of cost for 10 sqm ¦ Source: CivilDAR_2019_Vol_2.pdf, page 928
Code | Description | Unit | Quantity | Rate (Rs.) | Amount (Rs.) | Note
0367 | Portland Cement (OPC-43 grade) | tonne | 0.02 | 4940
2209 | Carriage of Cement | tonne | 0.02 | 92.24
8501 | Polymer modified cementation coating | kilogram | 9.69 | 140
8502 | Fibre glass cloth | sqm | 11 | 25
0155 | Mason (average) | day | 2 | 709
0114 | Beldar | day | 1 | 558
0101 | Bhisti | day | 0.25 | 617
9999 | Sundries, brushes etc | L.S. | 23.4 | 2
Calculated W - SUM of the Amount column above
W as printed in the DAR |  |  |  |  | 3909.29
Difference (calculated - printed)
SAY (Rs.) - final DAR rate as printed (fixed value, not computed) |  |  |  |  | 523.05
22.7 | Providing and laying integral cement based water proofing treatment including preparation of surface as required for treatment of roofs, balconies, terraces etc consisting of following operations: (a) Applying a slurry coat of neat cement using 2.75 kg/sqm of cement admixed with water proofing compound conforming to IS. 2645 and approved by Engineer-in-charge over the RCC slab including adjoining walls upto 300 mm height including cleaning the surface before treatment. (b) Laying brick bats with mortar using broken bricks/brick bats 25 mm to 115 mm size with 50% of cement mortar 1:5 (1 cement : 5 coarse sand) admixed with water proofing compound conforming to IS : 2645 and approved by Engineer-in-charge over 20 mm thick layer of cement mortar of mix 1:5 (1 cement :5 coarse sand ) admixed with water proofing compound conforming
22.7.1 | With average thickness of 120 mm and minimum thickness at khurra as 65 mm.
Details of cost for 10 sqm ¦ Source: CivilDAR_2019_Vol_2.pdf, page 929
Code | Description | Unit | Quantity | Rate (Rs.) | Amount (Rs.) | Note
0367 | Portland Cement (OPC-43 grade) | tonne | 0.0275 | 4940
3.10 | Rate as per item 3.10 - Cement mortar 1:5 (1 cement : 5 coarse sand) | cum | 0.224 | 3658.1
0285 | Brick Aggregate (Single size) : 63 mm | cum | 0.94 | 650
2260 | Carriage of Brick aggregate | cum | 0.94 | 112.79
3.10 | Rate as per item 3.10 - Cement mortar 1:5 (1 cement : 5 coarse sand) | cum | 0.5 | 3658.1
0114 | Beldar | day | 1.75 | 558
0101 | Bhisti | day | 0.28 | 617
0123 | Mason (brick layer) 1st class | day | 0.05 | 738
0124 | Mason (brick layer) 2nd class | day | 0.05 | 679
0128 | Mate | day | 0.04 | 617
0114 | Beldar | day | 0.25 | 558
9999 | Sundries | L.S. | 13.65 | 2
0367 | Portland Cement (OPC-43 grade) | tonne | 0.0275 | 4940
0114 | Beldar | day | 0.2 | 558
13.6.1 | Rate as per item 13.6.1 - 20 mm cement plaster of mix - 1:4 (1 cement: 4 coarse sand) | sqm | 10 | 379.7
1213 | Water proofing materials | kilogram | 5 | 35
7233 | Fibre glass tissue reinforcement Type II Grade I | sqm | 10.5 | 82
0124 | Mason (brick layer) 2nd class | day | 0.36 | 679
0114 | Beldar | day | 0.36 | 558
9999 | Chequer plate | L.S. | 13.65 | 2
0124 | Mason (brick layer) 2nd class | day | 0.54 | 679
0114 | Beldar | day | 0.54 | 558
0101 | Bhisti | day | 0.45 | 617
Calculated W - SUM of the Amount column above
W as printed in the DAR |  |  |  |  | 11411.63
Difference (calculated - printed)
SAY (Rs.) - final DAR rate as printed (fixed value, not computed) |  |  |  |  | 1398.5
22.8 | Providing and laying four courses water proofing treatment with bitumen felt over roofs consisting of first and third courses of blown bitumen 85/25 or 90/ 15 conforming to IS : 702 applied hot @ 1.45 Kg per square metre of area for each course, second course of roofing felt type 3 grade-I (hessian based self finished bitumen felt) and fourth and final course of stone grit 6 mm and down size or pea sized gravel spread at 6 cubic decimeter per square metre, including preparation of surface but excluding grading complete with :
22.8.1 | Bitumen felt (hessian base) type 3 grade I conforming to IS : 1322
Details of cost for 30 sqm ¦ Source: CivilDAR_2019_Vol_2.pdf, page 931
Code | Description | Unit | Quantity | Rate (Rs.) | Amount (Rs.) | Note
0313 | Blown type petroleum bitumen of penetration 85/25 of approved quality | tonne | 0.087 | 34000
0322 | Bitumen felt :Type 3 grade | 1 sqm | 33 | 70
1177 | Stone grit 6 mm and down size or pea sized gravel | cum | 0.18 | 800
2202 | Carriage of Stone aggregate below 40 mm nominal size | cum | 0.18 | 103.77
2211 | Carriage of Tar bitumen | tonne | 0.162 | 103.77
0370 | Coal (steam) | quintal | 0.174 | 440
2200 | Carriage of steam coal | tonne | 0.0174 | 120
9999 | Praparing roof surface, sutting groove and making good etc. | L.S. | 134.55 | 2
0131 | Painter | day | 2.16 | 679
0114 | Beldar | day | 3.24 | 558
0130 | Mistry | day | 0.18 | 738
9999 | Sundries, brushes etc. | L.S. | 6.76 | 2
Calculated W - SUM of the Amount column above
W as printed in the DAR |  |  |  |  | 9216.16
Difference (calculated - printed)
SAY (Rs.) - final DAR rate as printed (fixed value, not computed) |  |  |  |  | 411
22.9 | Providing and laying six courses water proofing treatment with bitumen felt over roofs consisting of first, third and fifth course of blown bitumen 85/25 or 90/15 conforming to IS : 702 applied hot @ 1.45, 1.20 and 1.45 Kg per square metre of area respectively, second and fourth courses of roofing felt type 3 grade I conforming to IS : 1322 (Hessian based self finished bitumen felt) , sixth and final course of stone grit 6 mm and down size or pea sized gravel spread at 6 cubic decimeter per sqm including preparation of surface but excluding grading, complete.
Details of cost for 30 sqm ¦ Source: CivilDAR_2019_Vol_2.pdf, page 932
Code | Description | Unit | Quantity | Rate (Rs.) | Amount (Rs.) | Note
0313 | Blown type petroleum bitumen of penetration 85/25 of approved quality | tonne | 0.123 | 34000
0322 | Bitumen felt :Type 3 grade | 1 sqm | 66 | 70
2211 | Carriage of Tar bitumen | tonne | 0.273 | 103.77
1177 | Stone grit 6 mm and down size or pea sized gravel | cum | 0.18 | 800
2202 | Carriage of Stone aggregate below 40 mm nominal size | cum | 0.18 | 103.77
0370 | Coal (steam) | quintal | 0.246 | 440
2200 | Carriage of steam coal | tonne | 0.0246 | 120
9999 | Praparing roof surface, sutting groove and making good etc. | L.S. | 134.55 | 2
0131 | Painter | day | 3.24 | 679
0114 | Beldar | day | 4.86 | 558
0130 | Mistry | day | 0.2 | 738
9999 | Sundries, brushes etc. | L.S. | 6.76 | 2
Calculated W - SUM of the Amount column above
W as printed in the DAR |  |  |  |  | 14446.26
Difference (calculated - printed)
SAY (Rs.) - final DAR rate as printed (fixed value, not computed) |  |  |  |  | 644.25
22.10 | Providing and laying six courses water proofing treatment with bitumen felt over roofs consisting of first, third and fifth courses of blown or / and residual bitumen applied hot at 1.45, 1.20 and 1.70 kg per square metre of area respectively, second and fourth courses of roofing felt type 2 grade I (fibre base self finished bitumen felt) six and final courses of stone grit 6 mm and down size or pea sized gravel spread at 6 cubic decimeter per sqm including preparation of surface, excluding grading, compete.
Details of cost for 30 sqm ¦ Source: CivilDAR_2019_Vol_2.pdf, page 933
Code | Description | Unit | Quantity | Rate (Rs.) | Amount (Rs.) | Note
0313 | Blown type petroleum bitumen of penetration 85/25 of approved quality | tonne | 0.1305 | 34000
0318 | Bitumen felt fibre base (vegetable or animal):Type 2 grade | 1 sqm | 66 | 70
2211 | Carriage of Tar bitumen | tonne | 0.275 | 103.77
1177 | Stone grit 6 mm and down size or pea sized gravel | cum | 0.18 | 800
2202 | Carriage of Stone aggregate below 40 mm nominal size | cum | 0.18 | 103.77
0370 | Coal (steam) | quintal | 0.261 | 440
2200 | Carriage of steam coal | tonne | 0.0261 | 120
9999 | Praparing roof surface, sutting groove and making good etc. | L.S. | 134.55 | 2
0131 | Painter | day | 4.32 | 679
0114 | Beldar | day | 6.48 | 558
0130 | Mistry | day | 0.36 | 738
9999 | Sundries, brushes etc. | L.S. | 6.76 | 2
Calculated W - SUM of the Amount column above
W as printed in the DAR |  |  |  |  | 16463.61
Difference (calculated - printed)
SAY (Rs.) - final DAR rate as printed (fixed value, not computed) |  |  |  |  | 734.25
22.11 | Providing and laying six courses water proofing treatment with bitumen felt over roofs consisting of first, third and fifth courses of blown or / and residual bitumen applied hot at 1.45, 1.20 and 1.70 kg per square metre of area respectively, second and fourth courses of roofing felt type 2 grade II (glass fibre base self finished bitumen felt) and sixth and final course of stone grit 6 mm and down size or pea sized gravel spread at 6 cubic decimeter per sqm including preparation of surface but excluding grading, complete.
Details of cost for 30 sqm ¦ Source: CivilDAR_2019_Vol_2.pdf, page 934
Code | Description | Unit | Quantity | Rate (Rs.) | Amount (Rs.) | Note
0313 | Blown type petroleum bitumen of penetration 85/25 of approved quality | tonne | 0.1305 | 34000
0318 | Bitumen felt fibre base (vegetable or animal):As per IS 7193 Grade I | sqm | 66 | 70
2211 | Carriage of Tar bitumen | tonne | 0.334 | 103.77
1177 | Stone grit 6 mm and down size or pea sized gravel | cum | 0.18 | 800
2202 | Carriage of Stone aggregate below 40 mm nominal size | cum | 0.18 | 103.77
0370 | Coal (steam) | quintal | 0.261 | 440
2200 | Carriage of steam coal | tonne | 0.0261 | 120
9999 | Praparing roof surface, sutting groove and making good etc. | L.S. | 134.55 | 2
0131 | Painter | day | 4.32 | 679
0114 | Beldar | day | 6.48 | 558
0130 | Mistry | day | 0.36 | 738
9999 | Sundries, brushes etc. | L.S. | 6.76 | 2
Calculated W - SUM of the Amount column above
W as printed in the DAR |  |  |  |  | 16469.73
Difference (calculated - printed)
SAY (Rs.) - final DAR rate as printed (fixed value, not computed) |  |  |  |  | 734.5
22.12 | Supplying and applying bituminous solution primer on roof and / or wall surface at 0.24 litre per sqm.
Details of cost for 10 sqm ¦ Source: CivilDAR_2019_Vol_2.pdf, page 935
Code | Description | Unit | Quantity | Rate (Rs.) | Amount (Rs.) | Note
0316 | Bitumen solution primer of approved quality | litre | 2.4 | 45
9977 | CARRIAGE | L.S. | 1.43 | 2
0131 | Painter | day | 0.17 | 679
0114 | Beldar | day | 0.17 | 558
9999 | Sundries brushes etc. | L.S. | 13.52 | 2
Calculated W - SUM of the Amount column above
W as printed in the DAR |  |  |  |  | 348.19
Difference (calculated - printed)
SAY (Rs.) - final DAR rate as printed (fixed value, not computed) |  |  |  |  | 46.6
22.13 | Deduct for omitting in water proofing treatment final course of spreading stone grit 6 mm down size or pea sized gravel :
22.13.1 | at 6 cudm per sqm
Details of cost for 10 sqm ¦ Source: CivilDAR_2019_Vol_2.pdf, page 935
Code | Description | Unit | Quantity | Rate (Rs.) | Amount (Rs.) | Note
1177 | Stone grit 6 mm and down size or pea sized gravel | cum | 0.06 | 800
2202 | Carriage of Stone aggregate below 40 mm nominal size | cum | 0.06 | 103.77
9999 | Labour for screening and spreading grit | L.S. | 21.58 | 2
9999 | Sundries | L.S. | 6.76 | 2
Calculated W - SUM of the Amount column above
W as printed in the DAR |  |  |  |  | 110.91
Difference (calculated - printed)
SAY (Rs.) - final DAR rate as printed (fixed value, not computed) |  |  |  |  | 14.85
22.13 | Deduct for omitting in water proofing treatment final course of spreading stone grit 6 mm down size or pea sized gravel :
22.13.2 | at 8 cudm per sqm
Details of cost for 10 sqm ¦ Source: CivilDAR_2019_Vol_2.pdf, page 936
Code | Description | Unit | Quantity | Rate (Rs.) | Amount (Rs.) | Note
1177 | Stone grit 6 mm and down size or pea sized gravel | cum | 0.08 | 800
2202 | Carriage of Stone aggregate below 40 mm nominal size | cum | 0.08 | 103.77
9999 | Labour for screening and spreading grit | L.S. | 26.91 | 2
9999 | Sundries | L.S. | 6.76 | 2
Calculated W - SUM of the Amount column above
W as printed in the DAR |  |  |  |  | 139.64
Difference (calculated - printed)
SAY (Rs.) - final DAR rate as printed (fixed value, not computed) |  |  |  |  | 18.7
22.14 | Grading roof for water proofing treatment with
22.14.1 | Cement concrete 1:2:4 (1 cement : 2 coarse sand : 4 graded stone aggregate 20mm nominal size)
Details of cost for 1 cum ¦ Source: CivilDAR_2019_Vol_2.pdf, page 936
Code | Description | Unit | Quantity | Rate (Rs.) | Amount (Rs.) | Note
0295 | Stone Aggregate (Single size) : 20 mm nominal size | cum | 0.67 | 1350
0297 | Stone Aggregate (Single size) : 10 mm nominal size | cum | 0.22 | 1350
2202 | Carriage of Stone aggregate below 40 mm nominal size | cum | 0.89 | 103.77
0982 | Coarse sand (zone III) | cum | 0.45 | 1350
2203 | Carriage of Coarse sand | cum | 0.45 | 103.77
0367 | Portland Cement (OPC-43 grade) | tonne | 0.32 | 4940
2209 | Carriage of Cement | tonne | 0.32 | 92.24
0114 | Beldar | day | 1.63 | 558
0101 | Bhisti | day | 0.7 | 617
0123 | Mason (brick layer) 1st class | day | 0.1 | 738
9999 | Sundries, brushes etc. | L.S. | 14.3 | 2
0002 | Hire charges of Concrete Mixer 0.25 to 0.40 cum with hooper | day | 0.07 | 800
0012 | Vibrator (Needle type 40 mm) | day | 0.07 | 370
9999 | Sundries for laying in terrace | L.S. | 45.76 | 2
Calculated W - SUM of the Amount column above
W as printed in the DAR |  |  |  |  | 5175.63
Difference (calculated - printed)
SAY (Rs.) - final DAR rate as printed (fixed value, not computed) |  |  |  |  | 6924.65
22.14 | Grading roof for water proofing treatment with
22.14.2 | Cement mortar 1:3 (1 cement : 3 coarse sand)
Details of cost for 1 cum ¦ Source: CivilDAR_2019_Vol_2.pdf, page 937
Code | Description | Unit | Quantity | Rate (Rs.) | Amount (Rs.) | Note
3.8 | Rate as per item 3.8 - Cement mortar 1:3 (1 cement : 3 coarse sand) | cum | 1 | 4664.55
0155 | Mason (average) | day | 1 | 709
0114 | Beldar | day | 2 | 558
0101 | Bhisti | day | 0.5 | 617
0115 | Coolie | day | 5 | 558
9999 | Sundries | L.S. | 11.7 | 2
Calculated W - SUM of the Amount column above
W as printed in the DAR |  |  |  |  | 9611.45
Difference (calculated - printed)
SAY (Rs.) - final DAR rate as printed (fixed value, not computed) |  |  |  |  | 12859.5
22.14 | Grading roof for water proofing treatment with
22.14.3 | Cement mortar 1:4 (1cement : 4 coarse sand)
Details of cost for 1 cum ¦ Source: CivilDAR_2019_Vol_2.pdf, page 937
Code | Description | Unit | Quantity | Rate (Rs.) | Amount (Rs.) | Note
3.9 | Rate as per item 3.9 - Cement mortar 1:4 (1 cement : 4 coarse sand) | cum | 1 | 4010.35
0155 | Mason (average) | day | 1 | 709
0114 | Beldar | day | 2 | 558
0101 | Bhisti | day | 0.5 | 617
0115 | Coolie | day | 5 | 558
9999 | Sundries | L.S. | 10.79 | 2
Calculated W - SUM of the Amount column above
W as printed in the DAR |  |  |  |  | 8955.43
Difference (calculated - printed)
SAY (Rs.) - final DAR rate as printed (fixed value, not computed) |  |  |  |  | 11981.8
22.22 | Providing and mixing integral crystalline admixture for water proofing treatment to RCC structures like basement raft, retaining walls, reservior, sewage & water treatment plant, tunnels / subway and bridge deck etc. at the time of transporting of concrete into the drum of the ready-mix truck , using integral crystalline admixture @ 0.80% (minimum) to the weight of cement content per cubic meter of concrete) or higher as recommended by the manufacturer's specification in reinforced cement concrete at site of work. The material shall meet the requirements as specified in ACI-212-3R-2010 i.e. by reducing permeability of concrete by more than 90%, compared with control concrete as per DIN 1048 and resistant to 16 bar hydrostatic pressure. The crystalline admixture shall be capable of self-healing of cracks up to a width of 0.50mm. The work shall be carried out all complete as per
specification and the direction
Details of cost for 1 kg ¦ Source: CivilDAR_2019_Vol_2.pdf, page 938
Code | Description | Unit | Quantity | Rate (Rs.) | Amount (Rs.) | Note
0352 | Integral crystalline admixture | kg | 1 | 272
9999 | For measuring, making and mixing etc.. | L.S. | 5.8 | 2
9999 | Sundries | L.S. | 1.15 | 2
9999 | Carriage of material and tools cost etc.. | L.S. | 1.75 | 2
Calculated W - SUM of the Amount column above
W as printed in the DAR |  |  |  |  | 289.4
Difference (calculated - printed)
SAY (Rs.) - final DAR rate as printed (fixed value, not computed) |  |  |  |  | 387.2
22.22A | Providing and applying fibre reinforced elastomeric liquid water proofing membrane with resilient acrylic polymers having Sun Reflectivity Index (SRI) of 105 on top of concrete roof in three coats @10.76 litre/ 10 sqm. One coat of self-priming of elastomeric waterproofing liquid (dilution with water in the ratio of 3:1) and two coats of undiluted elastomeric waterproofing liquid (dry film thickness of complete application/system not less than 500 microns). The operation shall be carried out after scrapping and properly cleaning the surface to remove loose particles with wire brushes, complete in all respect as per the direction of Engineer-in-Charge.
Details of cost for 10 sqm ¦ Source: CivilDAR_2019_Vol_2.pdf, page 939
Code | Description | Unit | Quantity | Rate (Rs.) | Amount (Rs.) | Note
8511 | Fibre reinforced elastomeric liquid water proofing membrane | litre | 11.3 | 198.69
9977 | Carriage of materials | L.S. | 1.43 | 2
0115 | Coolie | day | 0.67 | 558
0131 | Painter | day | 0.67 | 679
9999 | Wire brush brushes, rollers etc. | L.S. | 6.76 | 2
9999 | Sundries | L.S. | 8.06 | 2
Calculated W - SUM of the Amount column above
W as printed in the DAR |  |  |  |  | 3106.49
Difference (calculated - printed)
SAY (Rs.) - final DAR rate as printed (fixed value, not computed) |  |  |  |  | 415.65
22.23 | Providing and applying integral crystalline slurry of hydrophilic in nature for waterproofing treatment to the RCC structures like retaining walls of the basement, water tanks, roof slabs, podiums, reservior, sewage & water treatment plant, tunnels / subway and bridge deck etc., prepared by mixing in the ratio of 5 : 2 (5 parts integral crystalline slurry : 2 parts water) for vertical surfaces and 3 : 1 (3 parts integral crystalline slurry : 1 part water) for horizontal surfaces and applying the same from negative (internal) side with the help of synthetic fiber brush. The material shall meet the requirements as specified in ACI-212-3R-2010 i.e by reducing permeability of concrete by more than 90% compared with control concrete as per DIN 1048 and resistant to 16 bar hydrostatic pressure on negative side. The crystalline slurry shall be capable of self-healing of cracks up to a width of
0.50mm. The work shall be carried
22.23.1 | For vertical surface two coats @ 0.70 kg per sqm
Details of cost for 1 sqm ¦ Source: CivilDAR_2019_Vol_2.pdf, page 940
Code | Description | Unit | Quantity | Rate (Rs.) | Amount (Rs.) | Note
0351 | Integral crystalline slurry | kg | 1.4 | 238
9999 | For application of waterproofing material | L.S. | 11.55 | 2
9999 | Sundries | L.S. | 1.15 | 2
9999 | Carriage of material and tools cost etc.. | L.S. | 1.75 | 2
Calculated W - SUM of the Amount column above
W as printed in the DAR |  |  |  |  | 362.1
Difference (calculated - printed)
SAY (Rs.) - final DAR rate as printed (fixed value, not computed) |  |  |  |  | 484.45
22.23 | Providing and applying integral crystalline slurry of hydrophilic in nature for waterproofing treatment to the RCC structures like retaining walls of the basement, water tanks, roof slabs, podiums, reservior, sewage & water treatment plant, tunnels / subway and bridge deck etc., prepared by mixing in the ratio of 5 : 2 (5 parts integral crystalline slurry : 2 parts water) for vertical surfaces and 3 : 1 (3 parts integral crystalline slurry : 1 part water) for horizontal surfaces and applying the same from negative (internal) side with the help of synthetic fiber brush. The material shall meet the requirements as specified in ACI-212-3R-2010 i.e by reducing permeability of concrete by more than 90% compared with control concrete as per DIN 1048 and resistant to 16 bar hydrostatic pressure on negative side. The crystalline slurry shall be capable of self-healing of cracks up to a width of
0.50mm. The work shall be carried
22.23.2 | For horizontal surface one coat @1.10 kg per sqm.
Details of cost for 1 sqm ¦ Source: CivilDAR_2019_Vol_2.pdf, page 940
Code | Description | Unit | Quantity | Rate (Rs.) | Amount (Rs.) | Note
0351 | Integral crystalline slurry | kilogram | 1.1 | 238
9999 | For application of waterproofing material | L.S. | 5.75 | 2
9999 | Sundries | L.S. | 1.15 | 2
9999 | Carriage of material and tools cost etc.. | L.S. | 1.75 | 2
Calculated W - SUM of the Amount column above
W as printed in the DAR |  |  |  |  | 279.1
Difference (calculated - printed)
SAY (Rs.) - final DAR rate as printed (fixed value, not computed) |  |  |  |  | 373.4
22.23A | Providing & Applying polymer modified, flexible cementatious negative side waterproofing coating with elastic waterproofing polymers on interior wall plaster surface in three coats @14.35 kg /10 sqm. one coat of self priming of cementatious waterproofing polymer(dilution with water in the ratio of 1:1) and two coats of cementatious waterproofing polymer (dilution with water in the ratio of 3:1 ) after scrapping and properly cleaning the surface to remove pre-existing paint film & loose particles till plaster is visible, complete in all respect as per the direction of Engineer-in-Charge.
Details of cost for 10 sqm ¦ Source: CivilDAR_2019_Vol_2.pdf, page 941
Code | Description | Unit | Quantity | Rate (Rs.) | Amount (Rs.) | Note
8512 | Cementitious water proofing coating with elastic polymers | kg | 15.07 | 189.13
9977 | Carriage of materials | L.S. | 1.56 | 2
0115 | Coolie | day | 0.23 | 558
0131 | Painter | day | 0.46 | 679
9999 | Wire brush brushes, rollers etc. | L.S. | 7.15 | 2
9999 | Sundries | L.S. | 8.06 | 2
Calculated W - SUM of the Amount column above
W as printed in the DAR |  |  |  |  | 3324.41
Difference (calculated - printed)
SAY (Rs.) - final DAR rate as printed (fixed value, not computed) |  |  |  |  | 444.8
22.24 | Providing and applying integral crystalline (dry shake) of hydrophilic in nature for waterproofing treatment to the RCC structures like basement raft, foundation slab, sewage & water treatment plant slab, warehouses floor, parking structures and water tank base slab etc. sprinkled @0.60kg per sqm or higher as recommended by the manufacturer's specification over the lean concrete of above cited structures. The material shall meet the requirements as specified in ACI-212-3R-2010 i.e. by reducing permeability of concrete by more than 85%, compared control concrete as per DIN 1048 and resistant to 16 bar hydrostatic pressure on negative side. The crystalline dry-shake shall be capable of self-healing of cracks up to a width of 0.50mm. The work shall be carried out all complete as per specification and the direction of the Engineer-in-charge. The product performance shall carry guarantee for
10
Details of cost for 1 sqm ¦ Source: CivilDAR_2019_Vol_2.pdf, page 941
Code | Description | Unit | Quantity | Rate (Rs.) | Amount (Rs.) | Note
0354 | Integral crystalline dry shake | kilogram | 0.6 | 360
9999 | For measuring and sprinkling of waterproofing material | L.S. | 11.55 | 2
9999 | Sundries | L.S. | 1.15 | 2
9999 | Carriage of material and tools cost etc.. | L.S. | 1.75 | 2
Calculated W - SUM of the Amount column above
W as printed in the DAR |  |  |  |  | 244.9
Difference (calculated - printed)
SAY (Rs.) - final DAR rate as printed (fixed value, not computed) |  |  |  |  | 327.65
22.24A | Providing & Applying high quality acrylic modified resin based texture of Dholpur/Red sand stone Pattern with anti algae and UV resistance properties to be applied as intermediate finish in desired pattern @ 43.04 kgs/10 sqm to form film of 1- 1.5 mm thickness after scrapping and properly cleaning the surface to remove loose particles from the plaster surface, followed by top coating with Premium Acrylic Smooth exterior paint with Silicone additives of required shade by two or more coats @ 1.43 litres/10 sqm, complete as the direction of Engineer -in-Charge.
Details of cost for 10 sqm ¦ Source: CivilDAR_2019_Vol_2.pdf, page 942
Code | Description | Unit | Quantity | Rate (Rs.) | Amount (Rs.) | Note
8513 | Acrylic modified resin based texture | kg | 45.19 | 36
13.112.1 | Rate as per item 13.112.1 - Finishing walls with Premium Acrylic Smooth exterior paint with Silicone additives of required shade - Old... | sqm | 10 | 97.75
9977 | Carriage of materials | L.S. | 3.9 | 2
0115 | Coolie | day | 0.56 | 558
0123 | Mason (brick layer) 1st class | day | 0.56 | 738
9999 | Sundries and scaffolding | L.S. | 40 | 2
Calculated W - SUM of the Amount column above
W as printed in the DAR |  |  |  |  | 3417.9
Difference (calculated - printed)
SAY (Rs.) - final DAR rate as printed (fixed value, not computed) |  |  |  |  | 424.25
22.25 | Providing and applying crystalline mortar by mixing in the ratio of 4.5 : 1 (4.5 parts crystalline mortar : 1 part water) for the treatment of faulty construction joints, cracks, tie rod holes and spalled & honeycombed surface of RCC underground structures like basement, water tanks, bridge deck etc. to ensure water tightness. The crystallie mortar shall conform to the EN 1504-3 having compressive strength Class R4 > 45 MPa and adhesive bond strength Class R3 > 1.5 MPa. The work shall be carried out all complete as per specification and the direction of the Engineer-In-Charge. The product performance shall carry guarantee for 10 years against any leakage.
22.25.1 | For sealing cracks and faulty construction joints, routed out/making U-shape groove size 25x25mm and then primed the area with integral crystalline slurry @0.05kg/running metre and while the surface is tacky filled the groove upto surface with crystalline mortar @1.50kg/running metre. Once crystalline mortar is touch dry then finally applied two coats of integral crystalline slurry @0.05kg/running metre per coat.
Details of cost for 1 meter ¦ Source: CivilDAR_2019_Vol_2.pdf, page 943
Code | Description | Unit | Quantity | Rate (Rs.) | Amount (Rs.) | Note
0353 | Crystalline Mortar @1.50 kg per meter | kilogram | 1.5 | 215
0351 | Integral crystalline slurry for priming and finishing | kilogram | 0.15 | 238
9999 | For making crystalline mortar and repair work etc.. | L.S. | 14.45 | 2
9999 | Sundries | L.S. | 1.15 | 2
9999 | Carriage of material and tools cost etc.. | L.S. | 1.75 | 2
Calculated W - SUM of the Amount column above
W as printed in the DAR |  |  |  |  | 392.9
Difference (calculated - printed)
SAY (Rs.) - final DAR rate as printed (fixed value, not computed) |  |  |  |  | 525.7
22.25 | Providing and applying crystalline mortar by mixing in the ratio of 4.5 : 1 (4.5 parts crystalline mortar : 1 part water) for the treatment of faulty construction joints, cracks, tie rod holes and spalled & honeycombed surface of RCC underground structures like basement, water tanks, bridge deck etc. to ensure water tightness. The crystallie mortar shall conform to the EN 1504-3 having compressive strength Class R4 > 45 MPa and adhesive bond strength Class R3 > 1.5 MPa. The work shall be carried out all complete as per specification and the direction of the Engineer-In-Charge. The product performance shall carry guarantee for 10 years against any leakage.
22.25.2 | For patching of tie rod holes, prepared tie rod hole surface and then primed the area with integral crystalline slurry @0.070kg/sqm and while the surface is tacky repair and then filled the tie rod holes with crystalline mortar@0.040kg per hole. The crystalline mortar should be tightly rodded into tie rod holes or packed tightly (For 25x25x25 mm tie rod hole, use 0.040kg to fill the hole)
Details of cost for 1 no ¦ Source: CivilDAR_2019_Vol_2.pdf, page 943
Code | Description | Unit | Quantity | Rate (Rs.) | Amount (Rs.) | Note
0353 | Crystalline mortar@0.040 kg per hole | kilogram | 0.04 | 215
9999 | For making crystalline mortar and repair work etc.. | L.S. | 2.9 | 2
9999 | Sundries | L.S. | 0.3 | 2
9999 | Carriage of material and tools cost etc.. | L.S. | 0.25 | 2
Calculated W - SUM of the Amount column above
W as printed in the DAR |  |  |  |  | 15.5
Difference (calculated - printed)
SAY (Rs.) - final DAR rate as printed (fixed value, not computed) |  |  |  |  | 20.75
22.26 | Providing and applying of swellable type water stop tape, 19mm x 25mm thick in linear meter (expansive nature) for construction joints treatment of RCC structure such as raft slab, retaining walls, water storage tank and at the junctions of raft slab with the retaining walls etc.. After cleaning the surface, one coat of required primer for swellable water stop tape shall be applied throughout the length of the joint @3.78 litre per 240 running meter. Over the primed surface swellable type water stop tape shall be placed. The work shall be carried out all complete as per specification and the direction of the Engineer-In-Charge. The product performance shall carry guarantee for 10 years against any leakage.
Details of cost for 1 metre ¦ Source: CivilDAR_2019_Vol_2.pdf, page 944
Code | Description | Unit | Quantity | Rate (Rs.) | Amount (Rs.) | Note
0355 | Swellable type water stop tape (Crystalline sealing compound) | metre | 1 | 365
0356 | Swellable type water stop primer | Litre | 0.016 | 1540
9999 | For application of primer and swellable water stop | L.S. | 8.65 | 2
9999 | Sundries | L.S. | 1.15 | 2
9999 | Carriage of material and tools cost etc.. | L.S. | 1.75 | 2
Calculated W - SUM of the Amount column above
W as printed in the DAR |  |  |  |  | 412.74
Difference (calculated - printed)
SAY (Rs.) - final DAR rate as printed (fixed value, not computed) |  |  |  |  | 552.2

## 23_Rain_Water_Harvesting
SUB-HEAD 23: RAIN WATER HARVESTING
39 priced items. Amount and Calculated W are live Excel formulas (Quantity x Rate, SUM); the printed W and SAY are the DAR's own figures. Edit any Quantity or Rate and the item's calculated W recalculates.
23.1 | Boring/drilling bore well of required dia for casing/ strainer pipe, by suitable method prescribed in IS: 2800 (part I), including collecting samples from different strata, preparing and submitting strata chart/ bore log, including hire & running charges of all equipments, tools, plants & machineries required for the job, all complete as per direction of Engineer-in-charge, upto 90 metre depth below ground level.
23.1.1 | All types of soil
23.1.1.1 | 300 mm dia
Details of cost for 35 metre ¦ Source: CivilDAR_2019_Vol_2.pdf, page 948
Code | Description | Unit | Quantity | Rate (Rs.) | Amount (Rs.) | Note
0020 | Hydraulic Excavator (3D) with driver and fuel. | day | 1 | 7000
0005 | Hire charges of Diesel Truck - 9 tonne | day | 0.4286 | 2000
0114 | Beldar | day | 4 | 558
0130 | Mistry | day | 1 | 738
7763 | Water supply tanker of 5000 litre capacity | each | 1 | 900
0114 | Beldar | day | 2 | 558
0113 | Chowkidar | day | 1 | 558
Calculated W - SUM of the Amount column above
W as printed in the DAR |  |  |  |  | 13401.2
Difference (calculated - printed)
SAY (Rs.) - final DAR rate as printed (fixed value, not computed) |  |  |  |  | 512.3
23.1 | Boring/drilling bore well of required dia for casing/ strainer pipe, by suitable method prescribed in IS: 2800 (part I), including collecting samples from different strata, preparing and submitting strata chart/ bore log, including hire & running charges of all equipments, tools, plants & machineries required for the job, all complete as per direction of Engineer-in-charge, upto 90 metre depth below ground level.
23.1.1 | All types of soil
23.1.1.2 | 350 mm dia
Details of cost for 32 metre ¦ Source: CivilDAR_2019_Vol_2.pdf, page 948
Code | Description | Unit | Quantity | Rate (Rs.) | Amount (Rs.) | Note
0020 | Hydraulic Excavator (3D) with driver and fuel. | day | 1 | 7000
0005 | Hire charges of Diesel Truck - 9 tonne | day | 0.4286 | 2000
0114 | Beldar | day | 4 | 558
0130 | Mistry | day | 1 | 738
7763 | Water supply tanker of 5000 litre capacity | each | 1 | 900
0114 | Beldar | day | 2 | 558
0113 | Chowkidar | day | 1 | 558
Calculated W - SUM of the Amount column above
W as printed in the DAR |  |  |  |  | 13401.2
Difference (calculated - printed)
SAY (Rs.) - final DAR rate as printed (fixed value, not computed) |  |  |  |  | 560.3
23.1 | Boring/drilling bore well of required dia for casing/ strainer pipe, by suitable method prescribed in IS: 2800 (part I), including collecting samples from different strata, preparing and submitting strata chart/ bore log, including hire & running charges of all equipments, tools, plants & machineries required for the job, all complete as per direction of Engineer-in-charge, upto 90 metre depth below ground level.
23.1.1 | All types of soil
23.1.1.3 | 400 mm dia
Details of cost for 25 metre ¦ Source: CivilDAR_2019_Vol_2.pdf, page 949
Code | Description | Unit | Quantity | Rate (Rs.) | Amount (Rs.) | Note
0020 | Hydraulic Excavator (3D) with driver and fuel. | day | 1 | 7000
0005 | Hire charges of Diesel Truck - 9 tonne | day | 0.4286 | 2000
0114 | Beldar | day | 4 | 558
0130 | Mistry | day | 1 | 738
7763 | Water supply tanker of 5000 litre capacity | each | 1 | 900
0114 | Beldar | day | 2 | 558
0113 | Chowkidar | day | 1 | 558
Calculated W - SUM of the Amount column above
W as printed in the DAR |  |  |  |  | 13401.2
Difference (calculated - printed)
SAY (Rs.) - final DAR rate as printed (fixed value, not computed) |  |  |  |  | 717.2
23.1 | Boring/drilling bore well of required dia for casing/ strainer pipe, by suitable method prescribed in IS: 2800 (part I), including collecting samples from different strata, preparing and submitting strata chart/ bore log, including hire & running charges of all equipments, tools, plants & machineries required for the job, all complete as per direction of Engineer-in-charge, upto 90 metre depth below ground level.
23.1.2 | Rocky strata including Boulders
23.1.2.1 | 300 mm dia
Details of cost for 16 metre ¦ Source: CivilDAR_2019_Vol_2.pdf, page 950
Code | Description | Unit | Quantity | Rate (Rs.) | Amount (Rs.) | Note
0020 | Hydraulic Excavator (3D) with driver and fuel. | day | 0.9 | 7000
1235 | Diesel oil | litre | 6 | 73.5
0005 | Hire charges of Diesel Truck - 9 tonne | day | 0.4286 | 2000
0114 | Beldar | day | 4 | 558
0130 | Mistry | day | 1 | 738
7763 | Water supply tanker of 5000 litre capacity | each | 1 | 900
0134 | Rock Hole Driller | day | 0.75 | 558
0114 | Beldar | day | 3 | 558
0103 | Blacksmith 2nd class | day | 0.75 | 679
0113 | Chowkidar | day | 1 | 558
Calculated W - SUM of the Amount column above
W as printed in the DAR |  |  |  |  | 14627.95
Difference (calculated - printed)
SAY (Rs.) - final DAR rate as printed (fixed value, not computed) |  |  |  |  | 1223.2
23.1 | Boring/drilling bore well of required dia for casing/ strainer pipe, by suitable method prescribed in IS: 2800 (part I), including collecting samples from different strata, preparing and submitting strata chart/ bore log, including hire & running charges of all equipments, tools, plants & machineries required for the job, all complete as per direction of Engineer-in-charge, upto 90 metre depth below ground level.
23.1.2 | Rocky strata including Boulders
23.1.2.2 | 350 mm dia
Details of cost for 16 metre ¦ Source: CivilDAR_2019_Vol_2.pdf, page 950
Code | Description | Unit | Quantity | Rate (Rs.) | Amount (Rs.) | Note
0020 | Hydraulic Excavator (3D) with driver and fuel. | day | 0.9 | 7000
1235 | Diesel oil | litre | 8 | 73.5
0005 | Hire charges of Diesel Truck - 9 tonne | day | 0.4286 | 2000
0114 | Beldar | day | 4 | 558
0130 | Mistry | day | 1 | 738
7763 | Water supply tanker of 5000 litre capacity | each | 1 | 900
0134 | Rock Hole Driller | day | 1 | 558
0114 | Beldar | day | 4 | 558
0103 | Blacksmith 2nd class | day | 0.75 | 679
0113 | Chowkidar | day | 1 | 558
Calculated W - SUM of the Amount column above
W as printed in the DAR |  |  |  |  | 15472.45
Difference (calculated - printed)
SAY (Rs.) - final DAR rate as printed (fixed value, not computed) |  |  |  |  | 1293.8
23.1 | Boring/drilling bore well of required dia for casing/ strainer pipe, by suitable method prescribed in IS: 2800 (part I), including collecting samples from different strata, preparing and submitting strata chart/ bore log, including hire & running charges of all equipments, tools, plants & machineries required for the job, all complete as per direction of Engineer-in-charge, upto 90 metre depth below ground level.
23.1.2 | Rocky strata including Boulders
23.1.2.3 | 400 mm dia
Details of cost for 16 metre ¦ Source: CivilDAR_2019_Vol_2.pdf, page 951
Code | Description | Unit | Quantity | Rate (Rs.) | Amount (Rs.) | Note
0020 | Hydraulic Excavator (3D) with driver and fuel. | day | 0.9 | 7000
1235 | Diesel oil | litre | 16 | 73.5
0005 | Hire charges of Diesel Truck - 9 tonne | day | 0.4286 | 2000
0114 | Beldar | day | 4 | 558
0130 | Mistry | day | 1 | 738
7763 | Water supply tanker of 5000 litre capacity | each | 1 | 900
0134 | Rock Hole Driller | day | 1.2 | 558
0114 | Beldar | day | 8 | 558
0103 | Blacksmith 2nd class | day | 0.75 | 679
0113 | Chowkidar | day | 1 | 558
Calculated W - SUM of the Amount column above
W as printed in the DAR |  |  |  |  | 18404.05
Difference (calculated - printed)
SAY (Rs.) - final DAR rate as printed (fixed value, not computed) |  |  |  |  | 1538.95
23.2 | Boring/drilling bore well of required dia for casing/ strainer pipe, by suitable method prescribed in IS: 2800 (part I), including collecting samples from different strata, preparing and submitting strata chart/ bore log, including hire & running charges of all equipments, tools, plants & machineries required for the job, all complete as per direction of Engineer -in-charge, beyond 90 metre & upto 150 metre depth below ground level.
23.2.1 | All types of soil
23.2.1.1 | 300 mm dia
Details of cost for 30 metre ¦ Source: CivilDAR_2019_Vol_2.pdf, page 952
Code | Description | Unit | Quantity | Rate (Rs.) | Amount (Rs.) | Note
0020 | Hydraulic Excavator (3D) with driver and fuel. | day | 1 | 7000
0005 | Hire charges of Diesel Truck - 9 tonne | day | 0.4286 | 2000
0114 | Beldar | day | 4 | 558
0130 | Mistry | day | 1 | 738
7763 | Water supply tanker of 5000 litre capacity | each | 1 | 900
0114 | Beldar | day | 2 | 558
0113 | Chowkidar | day | 1 | 558
Calculated W - SUM of the Amount column above
W as printed in the DAR |  |  |  |  | 13401.2
Difference (calculated - printed)
SAY (Rs.) - final DAR rate as printed (fixed value, not computed) |  |  |  |  | 597.65
23.2 | Boring/drilling bore well of required dia for casing/ strainer pipe, by suitable method prescribed in IS: 2800 (part I), including collecting samples from different strata, preparing and submitting strata chart/ bore log, including hire & running charges of all equipments, tools, plants & machineries required for the job, all complete as per direction of Engineer -in-charge, beyond 90 metre & upto 150 metre depth below ground level.
23.2.1 | All types of soil
23.2.1.2 | 350 mm dia
Details of cost for 27 metre ¦ Source: CivilDAR_2019_Vol_2.pdf, page 953
Code | Description | Unit | Quantity | Rate (Rs.) | Amount (Rs.) | Note
0020 | Hydraulic Excavator (3D) with driver and fuel. | day | 1 | 7000
0005 | Hire charges of Diesel Truck - 9 tonne | day | 0.4286 | 2000
0114 | Beldar | day | 4 | 558
0130 | Mistry | day | 1 | 738
7763 | Water supply tanker of 5000 litre capacity | each | 1 | 900
0114 | Beldar | day | 2 | 558
0113 | Chowkidar | day | 1 | 558
Calculated W - SUM of the Amount column above
W as printed in the DAR |  |  |  |  | 13401.2
Difference (calculated - printed)
SAY (Rs.) - final DAR rate as printed (fixed value, not computed) |  |  |  |  | 664.05
23.2 | Boring/drilling bore well of required dia for casing/ strainer pipe, by suitable method prescribed in IS: 2800 (part I), including collecting samples from different strata, preparing and submitting strata chart/ bore log, including hire & running charges of all equipments, tools, plants & machineries required for the job, all complete as per direction of Engineer -in-charge, beyond 90 metre & upto 150 metre depth below ground level.
23.2.1 | All types of soil
23.2.1.3 | 400 mm dia
Details of cost for 20 metre ¦ Source: CivilDAR_2019_Vol_2.pdf, page 954
Code | Description | Unit | Quantity | Rate (Rs.) | Amount (Rs.) | Note
0020 | Hydraulic Excavator (3D) with driver and fuel. | day | 1 | 7000
0005 | Hire charges of Diesel Truck - 9 tonne | day | 0.4286 | 2000
0114 | Beldar | day | 4 | 558
0130 | Mistry | day | 1 | 738
7763 | Water supply tanker of 5000 litre capacity | each | 1 | 900
0114 | Beldar | day | 2 | 558
0113 | Chowkidar | day | 1 | 558
Calculated W - SUM of the Amount column above
W as printed in the DAR |  |  |  |  | 13401.2
Difference (calculated - printed)
SAY (Rs.) - final DAR rate as printed (fixed value, not computed) |  |  |  |  | 896.5
23.2 | Boring/drilling bore well of required dia for casing/ strainer pipe, by suitable method prescribed in IS: 2800 (part I), including collecting samples from different strata, preparing and submitting strata chart/ bore log, including hire & running charges of all equipments, tools, plants & machineries required for the job, all complete as per direction of Engineer -in-charge, beyond 90 metre & upto 150 metre depth below ground level.
23.2.2 | Rocky strata including Boulders
23.2.2.1 | 300 mm dia
Details of cost for 16 metre ¦ Source: CivilDAR_2019_Vol_2.pdf, page 954
Code | Description | Unit | Quantity | Rate (Rs.) | Amount (Rs.) | Note
0020 | Hydraulic Excavator (3D) with driver and fuel. | day | 0.9 | 7000
1235 | Diesel oil | litre | 10 | 73.5
0005 | Hire charges of Diesel Truck - 9 tonne | day | 0.4286 | 2000
0114 | Beldar | day | 4 | 558
0130 | Mistry | day | 1 | 738
7763 | Water supply tanker of 5000 litre capacity | each | 1 | 900
0134 | Rock Hole Driller | day | 1 | 558
0114 | Beldar | day | 5 | 558
0103 | Blacksmith 2nd class | day | 0.7 | 679
0113 | Chowkidar | day | 1 | 558
Calculated W - SUM of the Amount column above
W as printed in the DAR |  |  |  |  | 16143.5
Difference (calculated - printed)
SAY (Rs.) - final DAR rate as printed (fixed value, not computed) |  |  |  |  | 1349.95
23.2 | Boring/drilling bore well of required dia for casing/ strainer pipe, by suitable method prescribed in IS: 2800 (part I), including collecting samples from different strata, preparing and submitting strata chart/ bore log, including hire & running charges of all equipments, tools, plants & machineries required for the job, all complete as per direction of Engineer -in-charge, beyond 90 metre & upto 150 metre depth below ground level.
23.2.2 | Rocky strata including Boulders
23.2.2.2 | 350 mm dia
Details of cost for 16 metre ¦ Source: CivilDAR_2019_Vol_2.pdf, page 955
Code | Description | Unit | Quantity | Rate (Rs.) | Amount (Rs.) | Note
0020 | Hydraulic Excavator (3D) with driver and fuel. | day | 0.9 | 7000
1235 | Diesel oil | litre | 12 | 73.5
0005 | Hire charges of Diesel Truck - 9 tonne | day | 0.4286 | 2000
0114 | Beldar | day | 4 | 558
0130 | Mistry | day | 1 | 738
7763 | Water supply tanker of 5000 litre capacity | each | 1 | 900
0134 | Rock Hole Driller | day | 1 | 558
0114 | Beldar | day | 6 | 558
0103 | Blacksmith 2nd class | day | 0.75 | 679
0113 | Chowkidar | day | 1 | 558
Calculated W - SUM of the Amount column above
W as printed in the DAR |  |  |  |  | 16882.45
Difference (calculated - printed)
SAY (Rs.) - final DAR rate as printed (fixed value, not computed) |  |  |  |  | 1411.75
23.2 | Boring/drilling bore well of required dia for casing/ strainer pipe, by suitable method prescribed in IS: 2800 (part I), including collecting samples from different strata, preparing and submitting strata chart/ bore log, including hire & running charges of all equipments, tools, plants & machineries required for the job, all complete as per direction of Engineer -in-charge, beyond 90 metre & upto 150 metre depth below ground level.
23.2.2 | Rocky strata including Boulders
23.2.2.3 | 400 mm dia
Details of cost for 14 metre ¦ Source: CivilDAR_2019_Vol_2.pdf, page 956
Code | Description | Unit | Quantity | Rate (Rs.) | Amount (Rs.) | Note
0020 | Hydraulic Excavator (3D) with driver and fuel. | day | 0.95 | 7000
1235 | Diesel oil | litre | 16 | 73.5
0005 | Hire charges of Diesel Truck - 9 tonne | day | 0.4286 | 2000
0114 | Beldar | day | 4 | 558
0130 | Mistry | day | 1 | 738
7763 | Water supply tanker of 5000 litre capacity | each | 1 | 900
0134 | Rock Hole Driller | day | 1.2 | 558
0114 | Beldar | day | 8 | 558
0103 | Blacksmith 2nd class | day | 1 | 679
0113 | Chowkidar | day | 1 | 558
Calculated W - SUM of the Amount column above
W as printed in the DAR |  |  |  |  | 18923.8
Difference (calculated - printed)
SAY (Rs.) - final DAR rate as printed (fixed value, not computed) |  |  |  |  | 1808.5
23.3 | Supplying, assembling, lowering and fixing in vertical position in bore well, unplasticized PVC medium well casing (CM) pipe of required dia, conforming to IS: 12818, including required hire and labour charges, fittings & accessories etc. all complete, for all depths, as per direction of Engineer -in-charge.
23.3.1 | 100 mm nominal size dia
Details of cost for 100 metres ¦ Source: CivilDAR_2019_Vol_2.pdf, page 957
Code | Description | Unit | Quantity | Rate (Rs.) | Amount (Rs.) | Note
7758 | uPVC blind pipe 100 mm dia as per IS: | 12818 metre | 100 | 442
2319 | Carriage of Spun iron S & S pipes 100 mm dia | 100 metre | 0.5 | 226.82
0114 | Beldar | day | 0.5 | 558
0115 | Coolie | day | 0.5 | 558
Calculated W - SUM of the Amount column above
W as printed in the DAR |  |  |  |  | 44871.41
Difference (calculated - printed)
SAY (Rs.) - final DAR rate as printed (fixed value, not computed) |  |  |  |  | 600.35
23.3 | Supplying, assembling, lowering and fixing in vertical position in bore well, unplasticized PVC medium well casing (CM) pipe of required dia, conforming to IS: 12818, including required hire and labour charges, fittings & accessories etc. all complete, for all depths, as per direction of Engineer -in-charge.
23.3.2 | 150 mm nominal size dia
Details of cost for 100 metres ¦ Source: CivilDAR_2019_Vol_2.pdf, page 957
Code | Description | Unit | Quantity | Rate (Rs.) | Amount (Rs.) | Note
7745 | uPVC blind pipe 150 mm dia as per IS: | 12818 metre | 100 | 508.62
2321 | Carriage of Spun iron S & S pipes 150 mm dia | 100 metre | 0.5 | 378.03
0114 | Beldar | day | 0.5 | 558
0115 | Coolie | day | 0.5 | 558
9999 | Sundries (Adhesive etc.) | L.S. | 10.07 | 2
Calculated W - SUM of the Amount column above
W as printed in the DAR |  |  |  |  | 51629.16
Difference (calculated - printed)
SAY (Rs.) - final DAR rate as printed (fixed value, not computed) |  |  |  |  | 690.75
23.3 | Supplying, assembling, lowering and fixing in vertical position in bore well, unplasticized PVC medium well casing (CM) pipe of required dia, conforming to IS: 12818, including required hire and labour charges, fittings & accessories etc. all complete, for all depths, as per direction of Engineer -in-charge.
23.3.3 | 200 mm nominal size dia
Details of cost for 100 metres ¦ Source: CivilDAR_2019_Vol_2.pdf, page 958
Code | Description | Unit | Quantity | Rate (Rs.) | Amount (Rs.) | Note
7746 | uPVC blind pipe 200 mm dia as per IS: | 12818 metre | 100 | 788.12
2322 | Carriage of Spun iron S & S pipes 200 mm dia | 100 metre | 0.5 | 614.93
0114 | Beldar | day | 0.5 | 558
0115 | Coolie | day | 0.5 | 558
Calculated W - SUM of the Amount column above
W as printed in the DAR |  |  |  |  | 79677.47
Difference (calculated - printed)
SAY (Rs.) - final DAR rate as printed (fixed value, not computed) |  |  |  |  | 1066.05
23.4 | Supplying, assembling, lowering and fixing in vertical position in bore well unplasticized PVC medium well screen (RMS) pipes with ribs, conforming to IS: 12818, including hire & labour charges, fittings & accessories etc. all complete, for all depths, as per direction of Engineer-in-charge.
23.4.1 | 100 mm nominal size dia
Details of cost for 100 metres ¦ Source: CivilDAR_2019_Vol_2.pdf, page 958
Code | Description | Unit | Quantity | Rate (Rs.) | Amount (Rs.) | Note
7759 | uPVC slotted pipe 100 mm dia as per IS: | 12818 metre | 100 | 480
2319 | Carriage of Spun iron S & S pipes 100 mm dia | 100 metre | 0.5 | 226.82
0114 | Beldar | day | 0.5 | 558
0115 | Coolie | day | 0.5 | 558
9999 | Sundries (Adhesive etc.) | L.S. | 10.07 | 2
Calculated W - SUM of the Amount column above
W as printed in the DAR |  |  |  |  | 48691.55
Difference (calculated - printed)
SAY (Rs.) - final DAR rate as printed (fixed value, not computed) |  |  |  |  | 651.45
23.4 | Supplying, assembling, lowering and fixing in vertical position in bore well unplasticized PVC medium well screen (RMS) pipes with ribs, conforming to IS: 12818, including hire & labour charges, fittings & accessories etc. all complete, for all depths, as per direction of Engineer-in-charge.
23.4.2 | 150 mm nominal size dia
Details of cost for 100 metres ¦ Source: CivilDAR_2019_Vol_2.pdf, page 959
Code | Description | Unit | Quantity | Rate (Rs.) | Amount (Rs.) | Note
7751 | uPVC slotted pipe 150 mm dia as per IS: | 12818 metre | 100 | 550
2321 | Carriage of Spun iron S & S pipes 150 mm dia | 100 metre | 0.5 | 378.03
0114 | Beldar | day | 0.5 | 558
0115 | Coolie | day | 0.5 | 558
9999 | Sundries (Adhesive etc.) | L.S. | 10.07 | 2
Calculated W - SUM of the Amount column above
W as printed in the DAR |  |  |  |  | 55767.16
Difference (calculated - printed)
SAY (Rs.) - final DAR rate as printed (fixed value, not computed) |  |  |  |  | 746.15
23.4 | Supplying, assembling, lowering and fixing in vertical position in bore well unplasticized PVC medium well screen (RMS) pipes with ribs, conforming to IS: 12818, including hire & labour charges, fittings & accessories etc. all complete, for all depths, as per direction of Engineer-in-charge.
23.4.3 | 200 mm nominal size dia
Details of cost for 100 metres ¦ Source: CivilDAR_2019_Vol_2.pdf, page 960
Code | Description | Unit | Quantity | Rate (Rs.) | Amount (Rs.) | Note
7752 | uPVC slotted pipe 200 mm dia as per IS: | 12818 metre | 100 | 840
2322 | Carriage of Spun iron S & S pipes 200 mm dia | 100 metre | 0.5 | 614.93
0114 | Beldar | day | 0.5 | 558
0115 | Coolie | day | 0.5 | 558
9999 | Sundries (Adhesive etc.) | L.S. | 13.42 | 2
Calculated W - SUM of the Amount column above
W as printed in the DAR |  |  |  |  | 84892.31
Difference (calculated - printed)
SAY (Rs.) - final DAR rate as printed (fixed value, not computed) |  |  |  |  | 1135.8
23.5 | Supplying, filling, spreading & leveling stone boulders of size range 5 cm to 20 cm, in recharge pit, in the required thickness, for all leads & lifts, all complete as per direction of Engineer-in-charge.
Details of cost for 1 cum ¦ Source: CivilDAR_2019_Vol_2.pdf, page 960
Code | Description | Unit | Quantity | Rate (Rs.) | Amount (Rs.) | Note
7753 | Boulder 50 mm to 200 mm | cum | 1 | 850
0114 | Beldar | day | 0.25 | 558
9999 | Sundries | L.S. | 1 | 2
Calculated W - SUM of the Amount column above
W as printed in the DAR |  |  |  |  | 991.5
Difference (calculated - printed)
SAY (Rs.) - final DAR rate as printed (fixed value, not computed) |  |  |  |  | 1326.55
23.6 | Supplying, filling, spreading & leveling gravels of size range 5 mm to 10 mm, in the recharge pit, over the existing layer of boulders, in required thickness, for all leads & lifts, all complete as per direction of Engineer-in-charge.
Details of cost for 1 cum ¦ Source: CivilDAR_2019_Vol_2.pdf, page 961
Code | Description | Unit | Quantity | Rate (Rs.) | Amount (Rs.) | Note
7754 | Gravel 5 mm to 10 mm | cum | 1 | 850
0114 | Beldar | day | 0.25 | 558
9999 | Sundries | L.S. | 1 | 2
Calculated W - SUM of the Amount column above
W as printed in the DAR |  |  |  |  | 991.5
Difference (calculated - printed)
SAY (Rs.) - final DAR rate as printed (fixed value, not computed) |  |  |  |  | 1326.55
23.7 | Supplying, filling, spreading & leveling coarse sand of size range 1.5 mm to 2 mm in recharge pit, in required thickness over gravel layer, for all leads & lifts, all complete as per direction of Engineer -in-charge.
Details of cost for 1 cum ¦ Source: CivilDAR_2019_Vol_2.pdf, page 961
Code | Description | Unit | Quantity | Rate (Rs.) | Amount (Rs.) | Note
7755 | Gravel 1.5 mm to 2 mm | cum | 1 | 850
0114 | Beldar | day | 0.25 | 558
9999 | Sundries | L.S. | 1 | 2
Calculated W - SUM of the Amount column above
W as printed in the DAR |  |  |  |  | 991.5
Difference (calculated - printed)
SAY (Rs.) - final DAR rate as printed (fixed value, not computed) |  |  |  |  | 1326.55
23.8 | Gravel packing in tubewell construction in accordance with IS: 4097, including providing gravel fine/ medium/ coarse, in required grading & sizes as per actual requirement, all complete as per direction of Engineer-in-charge.
Details of cost for 1 cum ¦ Source: CivilDAR_2019_Vol_2.pdf, page 962
Code | Description | Unit | Quantity | Rate (Rs.) | Amount (Rs.) | Note
7772 | Pea Gravel | cum | 1 | 950
0114 | Beldar | day | 0.3 | 558
9999 | Sundries | L.S. | 1 | 2
Calculated W - SUM of the Amount column above
W as printed in the DAR |  |  |  |  | 1119.4
Difference (calculated - printed)
SAY (Rs.) - final DAR rate as printed (fixed value, not computed) |  |  |  |  | 1497.7
23.9 | Providing and fixing factory made precast RCC perforated drain covers, having concrete of strength not less than M-25, of size 1000 x 450x50 mm, reinforced with 8 mm dia four nos longitudinal & 9 nos cross sectional T.M.T. hoop bars, including providing 50 mm dia perforations @ 100 to 125 mm c/c, including providing edge binding with M.S. flats of size 50 mm x 1.6 mm complete, all as per direction of Engineer-in-charge.
Details of cost for 1 no ¦ Source: CivilDAR_2019_Vol_2.pdf, page 962
Code | Description | Unit | Quantity | Rate (Rs.) | Amount (Rs.) | Note
7762 | Precast R.C.C. perforated slab | each | 1 | 875
9988 | Carriage and fixing charges | L.S. | 15 | 2
Calculated W - SUM of the Amount column above
W as printed in the DAR |  |  |  |  | 905
Difference (calculated - printed)
SAY (Rs.) - final DAR rate as printed (fixed value, not computed) |  |  |  |  | 1210.85
23.10 | Supplying, assembling, lowering and fixing in vertical position in bore well, ERW (Electric Resistance Welded) FE 410 mild steel screwed and socketed/plain ended casing pipes of required dia, conforming to IS: 4270, of reputed & approved make, including painted with outside surface with two coats of anticorrosive paint of approved brand and manufacture, including required hire & labour charges, fittings & accessories, all complete, for all depths, as per direction of Engineer-in-charge.
23.10.1 | 100 mm nominal size dia having minimum wall thickness 5.00 mm
Details of cost for 30 metre ¦ Source: CivilDAR_2019_Vol_2.pdf, page 963
Code | Description | Unit | Quantity | Rate (Rs.) | Amount (Rs.) | Note
7757 | M.S. pipe 100 mm dia casing pipe | metre | 30 | 800
7764 | M.S. socket 100 mm dia | each | 5 | 125
2343 | Carriage of ductile iron pipes (k7) 100 mm dia | 100 metre | 0.3 | 226.82
13.65.1 | Rate as per item 13.65.1 - Painting with black anti-corrosive bitumastic paint of approved brand and manufacture to give an even shade... | sqm | 10.36 | 106.05
0114 | Beldar | day | 1.35 | 558
0130 | Mistry | day | 0.5 | 738
Calculated W - SUM of the Amount column above
W as printed in the DAR |  |  |  |  | 26914.02
Difference (calculated - printed)
SAY (Rs.) - final DAR rate as printed (fixed value, not computed) |  |  |  |  | 1187.95
23.10 | Supplying, assembling, lowering and fixing in vertical position in bore well, ERW (Electric Resistance Welded) FE 410 mild steel screwed and socketed/plain ended casing pipes of required dia, conforming to IS: 4270, of reputed & approved make, including painted with outside surface with two coats of anticorrosive paint of approved brand and manufacture, including required hire & labour charges, fittings & accessories, all complete, for all depths, as per direction of Engineer-in-charge.
23.10.2 | 150 mm nominal size dia having minimum wall thickness 5.00 mm
Details of cost for 30 metre ¦ Source: CivilDAR_2019_Vol_2.pdf, page 963
Code | Description | Unit | Quantity | Rate (Rs.) | Amount (Rs.) | Note
7743 | M.S. pipe 150 mm dia casing pipe | metre | 30 | 1126
7765 | M.S. socket 150 mm dia | each | 5 | 205
2344 | Carriage of cast iron pipes 150 mm dia | 100 metre | 0.3 | 378.03
13.65.1 | Rate as per item 13.65.1 - Painting with black anti-corrosive bitumastic paint of approved brand and manufacture to give an even shade... | sqm | 15.07 | 106.05
0114 | Beldar | day | 1.4 | 558
0130 | Mistry | day | 0.5 | 738
Calculated W - SUM of the Amount column above
W as printed in the DAR |  |  |  |  | 37666.78
Difference (calculated - printed)
SAY (Rs.) - final DAR rate as printed (fixed value, not computed) |  |  |  |  | 1661.85
23.10 | Supplying, assembling, lowering and fixing in vertical position in bore well, ERW (Electric Resistance Welded) FE 410 mild steel screwed and socketed/plain ended casing pipes of required dia, conforming to IS: 4270, of reputed & approved make, including painted with outside surface with two coats of anticorrosive paint of approved brand and manufacture, including required hire & labour charges, fittings & accessories, all complete, for all depths, as per direction of Engineer-in-charge.
23.10.3 | 200 mm nominal size dia having minimum wall thickness 5.40 mm
Details of cost for 30 metre ¦ Source: CivilDAR_2019_Vol_2.pdf, page 964
Code | Description | Unit | Quantity | Rate (Rs.) | Amount (Rs.) | Note
7744 | M.S. pipe 200 mm dia casing pipe | metre | 30 | 1400
7766 | M.S. socket 200 mm dia | each | 5 | 265
2345 | Carriage of cast iron pipes 200 mm dia | 100 metre | 0.3 | 614.93
13.65.1 | Rate as per item 13.65.1 - Painting with black anti-corrosive bitumastic paint of approved brand and manufacture to give an even shade... | sqm | 20.25 | 106.05
0114 | Beldar | day | 1.35 | 558
0130 | Mistry | day | 0.5 | 738
Calculated W - SUM of the Amount column above
W as printed in the DAR |  |  |  |  | 46779.29
Difference (calculated - printed)
SAY (Rs.) - final DAR rate as printed (fixed value, not computed) |  |  |  |  | 2062.05
23.11 | Supplying, assembling, lowering and fixing in vertical position in bore well, ERW (Electric Resistance Welded) FE 410 plain slotted (having slot of size 1.6/3.2 mm) mild steel threaded and socketed/ plain bevel ended pipe (type A) of required dia, conforming to IS: 8110, of reputed and approved make, having wall thickness not less than 5.40 mm, including painted with outside surface with two coats of anticorrosive bitumestic paint of approved brand and manufacture, including hire & labour charges, fittings & accessories, all complete, for all depths, as per direction of Engineer -in-charge.
23.11.1 | 100 mm nominal size dia
Details of cost for 30 metre ¦ Source: CivilDAR_2019_Vol_2.pdf, page 965
Code | Description | Unit | Quantity | Rate (Rs.) | Amount (Rs.) | Note
7757 | M.S. pipe 100 mm dia casing pipe | metre | 30 | 800
7764 | M.S. socket 100 mm dia | each | 5 | 125
9999 | Sundries | L.S. | 906.04 | 2
2343 | Carriage of ductile iron pipes (k7) 100 mm dia | 100 metre | 0.3 | 226.82
13.65.1 | Rate as per item 13.65.1 - Painting with black anti-corrosive bitumastic paint of approved brand and manufacture to give an even shade... | sqm | 10.36 | 106.05
0114 | Beldar | day | 1.35 | 558
0130 | Mistry | day | 0.5 | 738
Calculated W - SUM of the Amount column above
W as printed in the DAR |  |  |  |  | 28726.1
Difference (calculated - printed)
SAY (Rs.) - final DAR rate as printed (fixed value, not computed) |  |  |  |  | 1268.75
23.11 | Supplying, assembling, lowering and fixing in vertical position in bore well, ERW (Electric Resistance Welded) FE 410 plain slotted (having slot of size 1.6/3.2 mm) mild steel threaded and socketed/ plain bevel ended pipe (type A) of required dia, conforming to IS: 8110, of reputed and approved make, having wall thickness not less than 5.40 mm, including painted with outside surface with two coats of anticorrosive bitumestic paint of approved brand and manufacture, including hire & labour charges, fittings & accessories, all complete, for all depths, as per direction of Engineer -in-charge.
23.11.2 | 150 mm nominal size dia
Details of cost for 30 metre ¦ Source: CivilDAR_2019_Vol_2.pdf, page 965
Code | Description | Unit | Quantity | Rate (Rs.) | Amount (Rs.) | Note
7743 | M.S. pipe 150 mm dia casing pipe | metre | 30 | 1126
7765 | M.S. socket 150 mm dia | each | 5 | 205
9999 | Extra for making slots | L.S. | 1208.05 | 2
2344 | Carriage of cast iron pipes 150 mm dia | 100 metre | 0.3 | 378.03
13.65.1 | Rate as per item 13.65.1 - Painting with black anti-corrosive bitumastic paint of approved brand and manufacture to give an even shade... | sqm | 15.07 | 106.05
0114 | Beldar | day | 1.4 | 558
0130 | Mistry | day | 0.5 | 738
Calculated W - SUM of the Amount column above
W as printed in the DAR |  |  |  |  | 40082.88
Difference (calculated - printed)
SAY (Rs.) - final DAR rate as printed (fixed value, not computed) |  |  |  |  | 1769.6
23.11 | Supplying, assembling, lowering and fixing in vertical position in bore well, ERW (Electric Resistance Welded) FE 410 plain slotted (having slot of size 1.6/3.2 mm) mild steel threaded and socketed/ plain bevel ended pipe (type A) of required dia, conforming to IS: 8110, of reputed and approved make, having wall thickness not less than 5.40 mm, including painted with outside surface with two coats of anticorrosive bitumestic paint of approved brand and manufacture, including hire & labour charges, fittings & accessories, all complete, for all depths, as per direction of Engineer -in-charge.
23.11.3 | 200 mm nominal size dia
Details of cost for 30 metre ¦ Source: CivilDAR_2019_Vol_2.pdf, page 966
Code | Description | Unit | Quantity | Rate (Rs.) | Amount (Rs.) | Note
7744 | M.S. pipe 200 mm dia casing pipe | metre | 30 | 1400
7766 | M.S. socket 200 mm dia | each | 5 | 265
9999 | Extra for making slots | L.S. | 1208.05 | 2
2345 | Carriage of cast iron pipes 200 mm dia | 100 metre | 0.3 | 614.93
13.65.1 | Rate as per item 13.65.1 - Painting with black anti-corrosive bitumastic paint of approved brand and manufacture to give an even shade... | sqm | 20.25 | 106.05
0114 | Beldar | day | 1.4 | 558
0130 | Mistry | day | 0.5 | 738
Calculated W - SUM of the Amount column above
W as printed in the DAR |  |  |  |  | 49223.29
Difference (calculated - printed)
SAY (Rs.) - final DAR rate as printed (fixed value, not computed) |  |  |  |  | 2171.05
23.12 | Development of tube well in accordance with IS : 2800 (part I) and IS: 11189, to establish maximum rate of usable water yield without sand content (beyond permissible limit), with required capacity air compressor, running the compressor for required time till well is fully developed, measuring yield of well by "V" notch method or any other approved method, measuring static level & draw down etc. by step draw down method, collecting water samples & getting tested in approved laboratory, i/c disinfection of tubewell, all complete, including hire & labour charges of air compressor, tools & accessories etc., all as per requirement and direction of Engineer-in-charge.
Details of cost for 8 hours ¦ Source: CivilDAR_2019_Vol_2.pdf, page 966
Code | Description | Unit | Quantity | Rate (Rs.) | Amount (Rs.) | Note
0040 | Air compressor 250 cfm with two leads for pneumatic cutters/ hammers. | day | 1 | 1600
1235 | Diesel oil | litre | 48 | 73.5
Calculated W - SUM of the Amount column above
W as printed in the DAR |  |  |  |  | 5128
Difference (calculated - printed)
SAY (Rs.) - final DAR rate as printed (fixed value, not computed) |  |  |  |  | 857.6
23.13 | Providing and fixing suitable size threaded mild steel cap or spot welded plate to the top of bore well housing/ casing pipe, removable as per requirement, all complete for borewell of:
23.13.1 | 100 mm dia
Details of cost for 1 no ¦ Source: CivilDAR_2019_Vol_2.pdf, page 967
Code | Description | Unit | Quantity | Rate (Rs.) | Amount (Rs.) | Note
7760 | M.S. cap 100 mm dia | each | 1 | 135
| Add 5% labour factor |  |  |  | 6.75 | Percentage add-on; amount as printed
Calculated W - SUM of the Amount column above
W as printed in the DAR |  |  |  |  | 141.75
Difference (calculated - printed)
SAY (Rs.) - final DAR rate as printed (fixed value, not computed) |  |  |  |  | 189.65
23.13 | Providing and fixing suitable size threaded mild steel cap or spot welded plate to the top of bore well housing/ casing pipe, removable as per requirement, all complete for borewell of:
23.13.2 | 150 mm dia
Details of cost for 1 no ¦ Source: CivilDAR_2019_Vol_2.pdf, page 967
Code | Description | Unit | Quantity | Rate (Rs.) | Amount (Rs.) | Note
7747 | M.S. cap 150 mm dia | each | 1 | 150
| Add 5% labour facor |  |  |  | 7.5 | Percentage add-on; amount as printed
Calculated W - SUM of the Amount column above
W as printed in the DAR |  |  |  |  | 157.5
Difference (calculated - printed)
SAY (Rs.) - final DAR rate as printed (fixed value, not computed) |  |  |  |  | 210.75
23.13 | Providing and fixing suitable size threaded mild steel cap or spot welded plate to the top of bore well housing/ casing pipe, removable as per requirement, all complete for borewell of:
23.13.3 | 200 mm dia
Details of cost for 1 no ¦ Source: CivilDAR_2019_Vol_2.pdf, page 967
Code | Description | Unit | Quantity | Rate (Rs.) | Amount (Rs.) | Note
7748 | M.S. cap 200 mm dia | each | 1 | 200
| Add 5% labour facor |  |  |  | 10 | Percentage add-on; amount as printed
Calculated W - SUM of the Amount column above
W as printed in the DAR |  |  |  |  | 210
Difference (calculated - printed)
SAY (Rs.) - final DAR rate as printed (fixed value, not computed) |  |  |  |  | 280.95
23.14 | Providing and fixing M.S. clamp of required dia to the top of casing/ housing pipe of tubewell as per IS: 2800 (part I), including necessary bolts & nuts of required size complete.
23.14.1 | 100 mm clamp
Details of cost for 1 no ¦ Source: CivilDAR_2019_Vol_2.pdf, page 968
Code | Description | Unit | Quantity | Rate (Rs.) | Amount (Rs.) | Note
10.1 | Rate as per item 10.1 - Structural steel work in single section, fixed with or without connecting plate, including cutting, hoistin... | kg | 15.6 | 86.05
9999 | Sundries, nuts and bolts etc. | L.S. | 25 | 2
Calculated W - SUM of the Amount column above
W as printed in the DAR |  |  |  |  | 1392.38
Difference (calculated - printed)
SAY (Rs.) - final DAR rate as printed (fixed value, not computed) |  |  |  |  | 1409.3
23.14 | Providing and fixing M.S. clamp of required dia to the top of casing/ housing pipe of tubewell as per IS: 2800 (part I), including necessary bolts & nuts of required size complete.
23.14.2 | 150 mm clamp
Details of cost for 1 no ¦ Source: CivilDAR_2019_Vol_2.pdf, page 968
Code | Description | Unit | Quantity | Rate (Rs.) | Amount (Rs.) | Note
10.1 | Rate as per item 10.1 - Structural steel work in single section, fixed with or without connecting plate, including cutting, hoistin... | kg | 16.38 | 86.05
9999 | Sundries, nuts and bolts etc. | L.S. | 30 | 2
Calculated W - SUM of the Amount column above
W as printed in the DAR |  |  |  |  | 1469.5
Difference (calculated - printed)
SAY (Rs.) - final DAR rate as printed (fixed value, not computed) |  |  |  |  | 1489.8
23.14 | Providing and fixing M.S. clamp of required dia to the top of casing/ housing pipe of tubewell as per IS: 2800 (part I), including necessary bolts & nuts of required size complete.
23.14.3 | 200 mm clamp
Details of cost for 1 no ¦ Source: CivilDAR_2019_Vol_2.pdf, page 969
Code | Description | Unit | Quantity | Rate (Rs.) | Amount (Rs.) | Note
10.1 | Rate as per item 10.1 - Structural steel work in single section, fixed with or without connecting plate, including cutting, hoistin... | kg | 18.72 | 86.05
9999 | Sundries, nuts and bolts etc. | L.S. | 30 | 2
Calculated W - SUM of the Amount column above
W as printed in the DAR |  |  |  |  | 1670.86
Difference (calculated - printed)
SAY (Rs.) - final DAR rate as printed (fixed value, not computed) |  |  |  |  | 1691.15
23.15 | Providing and fixing Bail plug/ Bottom plug of required dia to the bottom of pipe assembly of tubewell as per IS:2800 (part I).
23.15.1 | 100 mm dia
Details of cost for 1 no ¦ Source: CivilDAR_2019_Vol_2.pdf, page 969
Code | Description | Unit | Quantity | Rate (Rs.) | Amount (Rs.) | Note
7761 | M.S. bail plug 100 mm dia | each | 1 | 160
9999 | Sundries | L.S. | 5 | 2
Calculated W - SUM of the Amount column above
W as printed in the DAR |  |  |  |  | 170
Difference (calculated - printed)
SAY (Rs.) - final DAR rate as printed (fixed value, not computed) |  |  |  |  | 227.45
23.15 | Providing and fixing Bail plug/ Bottom plug of required dia to the bottom of pipe assembly of tubewell as per IS:2800 (part I).
23.15.2 | 150 mm dia
Details of cost for 1 no ¦ Source: CivilDAR_2019_Vol_2.pdf, page 970
Code | Description | Unit | Quantity | Rate (Rs.) | Amount (Rs.) | Note
7749 | M.S bail plug 150 mm dia | each | 1 | 200
9999 | Sundries | L.S. | 5 | 2
Calculated W - SUM of the Amount column above
W as printed in the DAR |  |  |  |  | 210
Difference (calculated - printed)
SAY (Rs.) - final DAR rate as printed (fixed value, not computed) |  |  |  |  | 280.95
23.15 | Providing and fixing Bail plug/ Bottom plug of required dia to the bottom of pipe assembly of tubewell as per IS:2800 (part I).
23.15.3 | 200 mm dia
Details of cost for 1 no ¦ Source: CivilDAR_2019_Vol_2.pdf, page 970
Code | Description | Unit | Quantity | Rate (Rs.) | Amount (Rs.) | Note
7750 | M.S bail plug 200 mm dia | each | 1 | 220
9999 | Sundries | L.S. | 5 | 2
Calculated W - SUM of the Amount column above
W as printed in the DAR |  |  |  |  | 230
Difference (calculated - printed)
SAY (Rs.) - final DAR rate as printed (fixed value, not computed) |  |  |  |  | 307.75

## 24_Heritage_Buildings
SUB-HEAD 24: CONSERVATION OF HERITAGE BUILDINGS
8 priced items. Amount and Calculated W are live Excel formulas (Quantity x Rate, SUM); the printed W and SAY are the DAR's own figures. Edit any Quantity or Rate and the item's calculated W recalculates.
24.1 | Raking out joints of stone masonry surface to the required width and depth, with due care and precaution, by mechanical / manual means, including preparing and cleaning the surface for re-pointing/ refilling of joints, including disposal of rubbish to the dumping ground within 50 metre lead.
Details of cost for 10 sqm ¦ Source: CivilDAR_2019_Vol_2.pdf, page 974
Code | Description | Unit | Quantity | Rate (Rs.) | Amount (Rs.) | Note
0114 | Beldar | day | 0.53 | 558
0115 | Coolie | day | 0.08 | 558
0101 | Bhisti | day | 0.07 | 617
9999 | Sundries | L.S. | 1.43 | 2
Calculated W - SUM of the Amount column above
W as printed in the DAR |  |  |  |  | 386.43
Difference (calculated - printed)
SAY (Rs.) - final DAR rate as printed (fixed value, not computed) |  |  |  |  | 51.7
24.2 | Providing and fixing double scaffolding system (cup lock type) on the exterior side of building/structure, upto 25 metre height, above ground level, including additional rows of scaffolding in stepped manner as per requirement of site, made with 40mm dia M.S. tube, placed 1.5 metre centre to centre, horizontal & vertical tubes joint with cup & lock system with M.S. Tubes, M.S. tube challis, M.S. clamps and staircase system in the scaffolding for working platform etc. and maintaining it in a serviceable condition for execution of work of cleaning and/ or pointing and/ or applying chemical and removing it thereafter. The scaffolding system shall be stiffened with bracings, runners, connecting with the building etc, wherever required, if feasible, for inspection of work at required locations with essential safety features for the workmen etc., complete as per directions and approval of
Engineer-in-charge.
Details of cost for 202.5 sqm ¦ Source: CivilDAR_2019_Vol_2.pdf, page 974
Code | Description | Unit | Quantity | Rate (Rs.) | Amount (Rs.) | Note
7397 | Base jack | each | 0.3 | 145
4009 | Mild steel tubes hot finished welded type | kilogram | 80.02 | 57
7387 | Spigot for standard jointing | kg | 2.63 | 43
1034 | Bolts and nuts upto 300 mm in length | quintal | 0.008 | 4800
7346 | Double coupler | each | 2.555 | 46
7398 | Challies | each | 1.91 | 765
7399 | Cup lock | each | 27.92 | 48
2205 | Carriage of Steel | tonne | 6.054 | 92.24
0116 | Fitter (grade 1) | day | 15.5 | 738
0114 | Beldar | day | 31 | 558
9999 | Sundries | L.S. | 1035 | 2
Calculated W - SUM of the Amount column above
W as printed in the DAR |  |  |  |  | 39040.39
Difference (calculated - printed)
SAY (Rs.) - final DAR rate as printed (fixed value, not computed) |  |  |  |  | 257.95
24.3 | Cleaning the sand stone surface and removing dirt, dust, bird dropping, grease, oil, algae, fungus, monkey beats, vegetable growth etc., including providing, applying and washing the surface with liquid Ammonia Chemical of 5% solution and other chemical cleaning agent as approved by Archaeological Survey of India/ Engineer-in-charge, of approved brand and manufacturer, with the help of required scrubbers and also cleaning with machine operated water jet mixed with desired quantity of fine silica where ever required, without causing any scratching/ damage to the stone surface and finally washing the surface with clean water with the help of pressure jet machine, complete in all respect, including taking all precautions to safeguard ventilators, windows, doors etc. by suitable covering so as to avoid any damage to the building/ structure, all as per direction of Engineer-in-charge (The
rate is inclusive of
Details of cost for 10 sqm ¦ Source: CivilDAR_2019_Vol_2.pdf, page 976
Code | Description | Unit | Quantity | Rate (Rs.) | Amount (Rs.) | Note
7767 | Stone cleaning chemical approved by ASI | litre | 0.1 | 295
7771 | Liquid Amonia 5% | litre | 0.17 | 160
0103 | Blacksmith 2nd class | day | 0.2 | 679
0114 | Beldar | day | 0.2 | 558
0128 | Mate | day | 0.1 | 617
9999 | Cleaning T & P & its manitinance cost (Jet Pump, electrice cable, horse pipe, waler pipe, Nozel safety belt Rope & mantance cost and safety machine for window etc.) | L.S. | 1 | 2
6501 | Sand zone V (Jamuna) | cum | 0.0283 | 1225
0103 | Blacksmith 2nd class | day | 0.4 | 679
0114 | Beldar | day | 0.8 | 558
0128 | Mate | day | 0.1 | 617
Calculated W - SUM of the Amount column above
W as printed in the DAR |  |  |  |  | 1182.17
Difference (calculated - printed)
SAY (Rs.) - final DAR rate as printed (fixed value, not computed) |  |  |  |  | 158.15
24.4 | Providing and applying antifungal wash treatment using 3% solution of sodium pentachlorophenate, of reputed brand and manufacturer, on cleaned sand stone surface at desired locations as per direction of Engineer-in-charge (The rate is inclusive of all materials & labours involved except scaffolding).
Details of cost for 10 sqm ¦ Source: CivilDAR_2019_Vol_2.pdf, page 977
Code | Description | Unit | Quantity | Rate (Rs.) | Amount (Rs.) | Note
7775 | Sodium pentachlorophenate | Kg | 0.1 | 550
0103 | Blacksmith 2nd class | day | 0.25 | 679
0114 | Beldar | day | 0.25 | 558
0128 | Mate | day | 0.125 | 617
Calculated W - SUM of the Amount column above
W as printed in the DAR |  |  |  |  | 441.38
Difference (calculated - printed)
SAY (Rs.) - final DAR rate as printed (fixed value, not computed) |  |  |  |  | 59.05
24.5 | Ruled / Flush pointing on Red sand stone masonry surface with lime, surkhi and marble dust mortar in the ratio of 1:1.5:1/2 {One lime: 1.5 surkhi (50% red and 50% light yellow surkhi ) : 1/2 marble dust}. (The rate is inclusive of all materials & labours involved except scaffolding).
Details of cost for 10 sqm ¦ Source: CivilDAR_2019_Vol_2.pdf, page 977
Code | Description | Unit | Quantity | Rate (Rs.) | Amount (Rs.) | Note
3.19 | Rate as per item 3.19 - Mortar in lime, surkhi (50% red and 50% light yellow) and marble dust 1:1.5:0.5 | cum | 0.023 | 2821.15
0155 | Mason (average) | day | 0.92 | 709
0115 | Coolie | day | 1.37 | 558
0101 | Bhisti | day | 0.93 | 617
9999 | Sundries | L.S. | 4.03 | 2
Calculated W - SUM of the Amount column above
W as printed in the DAR |  |  |  |  | 2063.5
Difference (calculated - printed)
SAY (Rs.) - final DAR rate as printed (fixed value, not computed) |  |  |  |  | 276.1
24.6 | Ruled/ Flush pointing on White sand stone masonry surface with lime, surkhi and marble dust mortar in the ratio of 1:1.5:1/2 {One lime : 1.5 surkhi (15% dark red and 85% light yellow surkhi) : 1/2 marble dust}. (The rate is inclusive of all materials & labours involved except scaffolding).
Details of cost for 10 sqm ¦ Source: CivilDAR_2019_Vol_2.pdf, page 978
Code | Description | Unit | Quantity | Rate (Rs.) | Amount (Rs.) | Note
3.19 | Rate as per item 3.19 - Mortar in lime, surkhi (50% red and 50% light yellow) and marble dust 1:1.5:0.5 | cum | 0.023 | 2821.15
0155 | Mason (average) | day | 0.92 | 709
0115 | Coolie | day | 1.37 | 558
0101 | Bhisti | day | 0.93 | 617
9999 | Sundries | L.S. | 4.03 | 2
Calculated W - SUM of the Amount column above
W as printed in the DAR |  |  |  |  | 2063.5
Difference (calculated - printed)
SAY (Rs.) - final DAR rate as printed (fixed value, not computed) |  |  |  |  | 276.1
24.7 | Applying two or more coat of Ethyl Silicate chemical as approved by Archaeological Survey of India/ Engineer-in-charge, of approved brand and manufacturer, with brush or spray on the existing stone masonry surface till there is no further absorption of chemical by stone surface, including protecting the applied surface from direct sunlight by suitable means during application, all complete as per direction of the Engineer-in-Charge (The rate is inclusive of all materials & labours involved except scaffolding).
Details of cost for 5 sqm ¦ Source: CivilDAR_2019_Vol_2.pdf, page 978
Code | Description | Unit | Quantity | Rate (Rs.) | Amount (Rs.) | Note
7769 | Stone surface strengthening chemical approved by ASI | litre | 1 | 900
0131 | Painter | day | 0.15 | 679
0114 | Beldar | day | 0.15 | 558
9999 | Sundries | L.S. | 6 | 2
Calculated W - SUM of the Amount column above
W as printed in the DAR |  |  |  |  | 1097.55
Difference (calculated - printed)
SAY (Rs.) - final DAR rate as printed (fixed value, not computed) |  |  |  |  | 293.7
24.8 | Applying breathable, non-reactive, antifungal, and water repellant Silane/ Siloxane chemical as approved by Archaeological Survey of India/ Engineer- in-charge, of approved brand and manufacture, diluted with solvent mineral Turpentine oil in the ratio of 1:12 (One part of approved chemical :12 Part of Turpentine oil), on the existing sand stone masonry surface with two or more coats to give uniform application of chemical on the surface, all complete as per direction of Engineer-In-charge (The rate is inclusive of all materials & labours involved except scaffolding).
Details of cost for 45 sqm ¦ Source: CivilDAR_2019_Vol_2.pdf, page 979
Code | Description | Unit | Quantity | Rate (Rs.) | Amount (Rs.) | Note
7768 | Water repallent chemical approved by ASI | litre | 1 | 1200
7770 | Turpentine oil | litre | 12 | 55
0131 | Painter | day | 1 | 679
0114 | Beldar | day | 1 | 558
9999 | Handling / Transportation charges | L.S. | 6 | 2
Calculated W - SUM of the Amount column above
W as printed in the DAR |  |  |  |  | 3109
Difference (calculated - printed)
SAY (Rs.) - final DAR rate as printed (fixed value, not computed) |  |  |  |  | 92.45

## 25_Structural_Glazing
SUB-HEAD 25: STRUCTURAL GLAZING / ACP
7 priced items. Amount and Calculated W are live Excel formulas (Quantity x Rate, SUM); the printed W and SAY are the DAR's own figures. Edit any Quantity or Rate and the item's calculated W recalculates.
25.1 | Providing and supplying aluminium extruded tubular and other aluminium sections as per the architectural drawings and approved shop drawings , the aluminium quality as per grade 6063 T5 or T6 as per BS 1474,including super durable powder coating of 60-80 microns conforming to AAMA 2604 of required colour and shade as approved by the Engineer-in-Charge. ( The item includes cost of material such as cleats, sleeves, screws etc. necessary for fabrication of extruded aluminium frame work. Nothing extra shall be paid on this account). The weight of aluminium extruded section shall be taken for purpose of payment.
Details of cost for 6.5 kg ¦ Source: CivilDAR_2019_Vol_2.pdf, page 982
Code | Description | Unit | Quantity | Rate (Rs.) | Amount (Rs.) | Note
7306 | Aluminium T or L sections | kilogram | 7.17 | 190
7392 | Powder coating 50 microns on aluminium sections | kilogram | 7.17 | 61
Calculated W - SUM of the Amount column above
W as printed in the DAR |  |  |  |  | 1799.67
Difference (calculated - printed)
SAY (Rs.) - final DAR rate as printed (fixed value, not computed) |  |  |  |  | 370.45
25.2 | Designing, fabricating, testing, protection, installing and fixing in position semi (grid) unitized system of structural glazing (with open joints) for linear as well as curvilinear portions of the building for all heights and all levels, including: (a) Structural analysis & design and preparation of shop drawings for the specified design loads conforming to IS 875 part III (the system must passed the proof test at 1.5 times design wind pressure without any failure), including functional design of the aluminum sections for fixing glazing panels of various thicknesses, aluminium cleats, sleeves and splice plates etc. gaskets, screws, toggles, nuts, bolts, clamps etc., structural and weather silicone sealants, flashings, fire stop (barrier)-cum-smoke seals, microwave cured EPDM gaskets for water tightness, pressure equalisation & drainage and protection against
Details of cost for 6.72 sqm ¦ Source: CivilDAR_2019_Vol_2.pdf, page 982
Code | Description | Unit | Quantity | Rate (Rs.) | Amount (Rs.) | Note
2605 | Structural sealant - 6 mm x 12 mm | metre | 17.02 | 30
2606 | Spacer tape 6.4 mm thick x 6 mm wide | metre | 20.11 | 20
2607 | Weather Sealant - Non Staining (600 ml) | each | 1.96 | 325
2608 | Weather Sealant - Normal (300 ml) | each | 2.55 | 98
2609 | MS Brackets/Aluminium Alloy Brackets | kg | 9.78 | 100
2610 | Silicon Gasket in Kg (Above 50 g / m) | kg | 0.78 | 465
2611 | EPDM Gasket in Kg (Above 60 g / m) | kg | 0.7 | 150
2612 | Anchor Fastner - M10 | each | 2 | 10
2613 | SS Bolt with washer of sizes for structural glazing / ACP Cladding | each | 2 | 35
2630 | Baker rod | metre | 5.04 | 5
2614 | SS Screws of sizes for structural glazing /ACP Cladding | each | 52 | 3
2632 | Fire Stop | metre | 1.6 | 480
2615 | Protective Tape | metre | 6.72 | 20
2616 | GI flashing - 1.2 mm Thick | kg | 3.96 | 59
8654 | Masking tape | metre | 6.72 | 1.95
9999 | Sundries | L.S. | 225.5 | 2
9999 | Sundries (For Fabrication) | L.S. | 1804.03 | 2
9999 | Sundries (For Installation) | L.S. | 1804.03 | 2
9999 | Sundries (Transporation) | L.S. | 451 | 2
9999 | Sundries (Scaffolding / Loading / Unloading) | L.S. | 573 | 2
9999 | Sundries (Designing charges etc.) | L.S. | 216.18 | 2
Calculated W - SUM of the Amount column above
W as printed in the DAR |  |  |  |  | 14813.22
Difference (calculated - printed)
SAY (Rs.) - final DAR rate as printed (fixed value, not computed) |  |  |  |  | 2949.3
25.3 | Providing, assembling and supplying vision glass panels (IGUs) comprising of hermetically-sealed 6-12- 6 mm insulated glass (double glazed) vision panel units of size and shape as required and specified, comprising of an outer heat strengthened float glass 6mm thick, of approved colour and shade with reflective soft coating on surface # 2 of approved colour and shade, an inner Heat strengthened clear float glass 6mm thick, spacer tube 12mm wide, dessicants, including primary seal and secondary seal (structural silicone sealant) etc. all complete for the required performances, as per the Architectural drawings, as per the approved shop drawings, as specified and as directed by the Engineer-in-Charge. The IGUs shall be assembled in the factory/ workshop of the glass processor. (Payment for fixing of IGU Panels in the curtain glazing is included in cost of
Details of cost for 6.72 sqm ¦ Source: CivilDAR_2019_Vol_2.pdf, page 985
Code | Description | Unit | Quantity | Rate (Rs.) | Amount (Rs.) | Note
2617 | 6 mm thick High performance glass | sqm | 7.02 | 1000
2618 | 6 mm thick clear heat strengthened glass | sqm | 7.02 | 650
9999 | Sundries (for insurance Charges) | L.S. | 126.27 | 2
9999 | Sundries ( Fabrication charges including silicon sealant, baker rod, desecant etc. | L.S. | 2120.13 | 2
9999 | Transporation including loading and unloading | L.S. | 126.27 | 2
Calculated W - SUM of the Amount column above
W as printed in the DAR |  |  |  |  | 16328.34
Difference (calculated - printed)
SAY (Rs.) - final DAR rate as printed (fixed value, not computed) |  |  |  |  | 3250.95
25.4 | Extra for openable side / top hung vision glass panels (IGUs) including providing and supplying at site all accessories and hardwares for the openable panels as specified and of the approved make such as heavy duty stainless steel friction hinges, min 4 -point cremone locking sets with stainless steel plates, handles, buffers etc. including necessary stainless steel screws/ fasteners, nuts, bolts, washers etc. all complete as per the Architectural drawings, as per the approved shop drawings, as specified and as directed by the Engineer- in-Charge.
Details of cost for 1.76 sqm ¦ Source: CivilDAR_2019_Vol_2.pdf, page 986
Code | Description | Unit | Quantity | Rate (Rs.) | Amount (Rs.) | Note
2619 | 6 mm thick clear heat strengthened glass | each | 3 | 128
2611 | EPDM Gasket in Kg (Above 60 g / m) | kg | 0.8 | 150
2614 | SS Screws of sizes for structural glazing / ACP Cladding | each | 49 | 3
2615 | Protective Tape | metre | 1.76 | 20
2620 | ARMS GS HD -TOP HUNG -20"- TYPE P-COUPLE | pair | 1 | 1350
2621 | Connection Block | each | 2 | 35
2622 | Curtain wall striker | each | 4 | 85
2623 | Adjustable Fastening Pawl | each | 4 | 35
2624 | Corner drive | each | 2 | 255
2625 | Top wedge Block | each | 1 | 120
9999 | Sundries | L.S. | 118 | 2
9999 | Sundries (For Fabrication) | L.S. | 354.36 | 2
Calculated W - SUM of the Amount column above
W as printed in the DAR |  |  |  |  | 4160.92
Difference (calculated - printed)
SAY (Rs.) - final DAR rate as printed (fixed value, not computed) |  |  |  |  | 3163.1
25.5 | Providing, fabricating and supplying shadow box of required size and shape, for fixing in the spandrel portion of the structural glazing, in linear as well as curvilinear portions of the building by providing semi -rigid, inorganic, non- combustible fibre glass wool insulation 50 mm thick, conforming to IS: 8183 and BS: 3958 Part 5. The insulation layer shall have facing (factory bonded on surface # 1 of the fibre glass insulation layer), of black non-woven fibre glass tissue of nominal thickness 0.5 mm and nominal mass not less than 60 gm / sqm, made of randomly oriented glass fibres distributed in a binder by a wet- lay process including fixing 1.5 mm thick solid aluminum sheet backing using, 6 mm thick cement board including SS rivets, nuts, bolts, washers etc complete.
Details of cost for 3.23 sqm ¦ Source: CivilDAR_2019_Vol_2.pdf, page 987
Code | Description | Unit | Quantity | Rate (Rs.) | Amount (Rs.) | Note
2626 | Glass wool Denisity 48 Kg / m3 with Black Glass Tissue (BGT) | sqm | 3.39 | 250
2634 | GI/Aluminium Sheet (0.8 mm thick) | kg | 21.3 | 55
2627 | SS Screws - # 8 x | 19 each | 32 | 6
2628 | Weather Sealant - DC | 789 cartridge | 2 | 120
2629 | Cement Board | sqm | 3.39 | 235
9999 | Sundries with clips & adhesives | L.S. | 308.5 | 2
9999 | Sundries (For Fabrication) | L.S. | 170.64 | 2
9999 | Sundries (For Installation) | L.S. | 170.64 | 2
Calculated W - SUM of the Amount column above
W as printed in the DAR |  |  |  |  | 4547.21
Difference (calculated - printed)
SAY (Rs.) - final DAR rate as printed (fixed value, not computed) |  |  |  |  | 1883.55
25.6 | Providing and supplying Spandrel Glass Panels comprising of 6 mm thick heat strengthened monolithic float glass of approved colour and shade with reflective soft coating on surface # 2 of approved colour and shade so as to match the colour and shade of the IGUs in the vision panels etc. ,all complete for the required performances as specified, as per the Architectural drawings, as per the approved shop drawings, as specified, and as directed by the Engineer- in- Charge. For payment, only the actual area of glass on face # 1 of the glass panels (but excluding the area of grooves and weather silicone sealant) provided and fixed in position, shall be measured in sqm. (Payment for fixing of Spandrel Glass Panels in the curtain glazing is included in cost of relevent Item*).“(i) Coloured tinted float glass 6mm thick substrate with reflective soft coating on face # 2,
Details of cost for 3.23 sqm ¦ Source: CivilDAR_2019_Vol_2.pdf, page 988
Code | Description | Unit | Quantity | Rate (Rs.) | Amount (Rs.) | Note
2617 | 6 mm thick High performance glass | sqm | 3.39 | 1000
9999 | Sundries (Insurance charges) | L.S. | 43.46 | 2
9999 | Sundries (Fabrication charges including silicon sealant, baker rod, desecant etc.) | L.S. | 682.55 | 2
9999 | Sundries (transporation including loading & unloading) | L.S. | 147.59 | 2
Calculated W - SUM of the Amount column above
W as printed in the DAR |  |  |  |  | 5137.2
Difference (calculated - printed)
SAY (Rs.) - final DAR rate as printed (fixed value, not computed) |  |  |  |  | 2127.95
25.8 | Design supply & installation of suspended Spider Glazing system designed to withstand the wind pressure as per IS 875 (Part-III). The Suspended System held with Spider Fittings of SS-316 Grade Steel of approved manufacturer with glass panel having 12 mm thick clear toughened glass held together with SS- 316 Grade Stainless steel Spider & bolt assembly with laminated glass fins 21 mm thick. The Glass fins and glass panel assembly shall be connected to Slab/beams by means of SS- 316 Grade stainless steel brackets & Anchor bolts and at the bottom using SS channel of 50x25x2mm using fastener & anchor bolts, non staining weather sealants of approved make, Teflon/ nylon bushes and separators to prevent bi-metallic contacts, all complete to perform as per specification and approved drawings. The complete system to be designed to accommodate thermal expansion & seismic movements etc. The
Details of cost for 35.28 sqm ¦ Source: CivilDAR_2019_Vol_2.pdf, page 989
Code | Description | Unit | Quantity | Rate (Rs.) | Amount (Rs.) | Note
8945 | 4 Point spider fittings of SS-316 grade with fin but without flat head bolt(c/c routel distance 200mm) | each | 5 | 3318
8946 | 2 Point wall mounted spider fitting of SS- 316 grade without flat head bolt and anchor fastener (c/c routel distance 200mm) | each | 2 | 1659
8947 | 1 Point wall mounted spider fitting of SS-316 grade without flat head bolt and anchor fastener (c/c routel distance 200mm) | each | 12 | 1300
8948 | Flate head bolt | Nos | 36 | 651
8949 | 400 mm long fin plate without fastners | pair | 5 | 5931
2612 | Anchor Fastner - M10 For one point spider fitting =12x2=24 nos For two point spider fitting =2x2= 4 nos For 400mm fin plates =5x6=30 nosTotal= 58 nos | each | 58 | 10
8560 | Non staining water resistant Clear silicon filling in gap | metre | 49.28 | 65
8559 | Stainless steel U Channel of size (50x25x2mm) | metre | 7 | 160
9999 | Sundries(Baker Road, Screw & Accessories) | L.S. | 1000 | 2
9999 | Labour | L.S. | 10000 | 2
9999 | Scaffolding | L.S. | 2600 | 2
8778 | Toughened glass 12 mm thickness | sqm | 37.04 | 1747
2415 | 21mm thick clear toughened Laminated glass for fins with holes | sqm | 4.83 | 6000
Calculated W - SUM of the Amount column above
W as printed in the DAR |  |  |  |  | 214391.08
Difference (calculated - printed)
SAY (Rs.) - final DAR rate as printed (fixed value, not computed) |  |  |  |  | 8130.45

## 26_New_Technologies
SUB-HEAD 26: NEW TECHNOLOGIES AND MATERIALS
156 priced items. Amount and Calculated W are live Excel formulas (Quantity x Rate, SUM); the printed W and SAY are the DAR's own figures. Edit any Quantity or Rate and the item's calculated W recalculates.
26.1 | Providing & fixing in position Phenol bonded Bamboowood flooring with planks of sizes 14mm thick, 1800mm length (minimum) and 130 mm wide(minimum), in approved colour, texture and finish, having Performance Appraisal Certificate (PAC) issued by Building Materials & Technology Promotion Council (BMTPC). The flooring shall be fixed with tongue and groove interlocking system, with underlayment of 4mm thick expanded polyethylene foam sheets having density 40kg/cum, over prepared surface with necessary quarter round planks of size 1900mm x 18mm and door reducer of size 1900mm x 44mm, wherever required. The bamboowood planks shall have minimum density of 1000 Kg/cum & minimum Hardness 1000 Kgf. with Eco friendly UV coating, all complete as per direction of the Engineer in- charge.
Details of cost for 100 sqm ¦ Source: CivilDAR_2019_Vol_2.pdf, page 994
Code | Description | Unit | Quantity | Rate (Rs.) | Amount (Rs.) | Note
8021 | Bamboo wood Tile Flooring 14mm thick of minimum size 1800mm x 130mm | sqm | 110 | 3470
8022 | Bamboo wood Quarter Round 18mm thick of size 1900mm x 18mm | metre | 39.9 | 112
8023 | Bamboo wood door reducer 14mm thick of size 1900mm x 44mm | metre | 2 | 255
8015 | Expanded polyethylene Foam sheet 4mm thick of Density 40kg/m3 | sqm | 105 | 18
1246 | Silicon based Joint Sealant for Tiles | kg | 5 | 160
1247 | Rubber base Adhesive | kg | 5 | 223
0111 | Carpenter 1st class | day | 3 | 738
0114 | Beldar | day | 3 | 558
9999 | Sundries | L.S. | 100 | 2
Calculated W - SUM of the Amount column above
W as printed in the DAR |  |  |  |  | 394571.8
Difference (calculated - printed)
SAY (Rs.) - final DAR rate as printed (fixed value, not computed) |  |  |  |  | 5279.1
26.2 | Providing & fixing in position Phenol bonded Bamboo wood in wall skirting with planks of sizes 14mm thick, 1900mm length (minimum) and 85mm wide(minimum), in approved colour, texture and finish, having Performance Appraisal Certificate (PAC) issued by Building Materials & Technology Promotion Council (BMTPC). The skirting shall be fixed with SS screws & rawl plugs, over underlayment of 4mm thick, expanded polyethylene foam sheets having 40kg/cum density over prepared surface. The bamboowood planks shall have minimum density of 1000Kg/cum & minimum Hardness 1000 Kgf. with Eco friendly UV coating, all complete as per direction of the Engineer in-charge.
Details of cost for 10 sqm ¦ Source: CivilDAR_2019_Vol_2.pdf, page 994
Code | Description | Unit | Quantity | Rate (Rs.) | Amount (Rs.) | Note
8024 | Bamboo wood Skirting 14mm thick of Size 1900mm x 85mm | metre | 120.59 | 300
8015 | High Density Expanded poly ethylene Foam sheet 4mm thick of Density 40kg/m3 | sqm | 10.5 | 18
8210 | Stainless steel screws 50 mm | 100 Nos | 1.86 | 270
1246 | Silicon based Joint Sealant for Tiles | kg | 1 | 160
1247 | Rubber base Adhesive | kg | 1 | 223
0111 | Carpenter 1st class | day | 1 | 738
0114 | Beldar | day | 1 | 558
9999 | Sundries | L.S. | 20 | 2
Calculated W - SUM of the Amount column above
W as printed in the DAR |  |  |  |  | 38587.2
Difference (calculated - printed)
SAY (Rs.) - final DAR rate as printed (fixed value, not computed) |  |  |  |  | 5162.75
26.3 | Providing & fixing in position Phenol bonded Bamboowood wall cladding at all height with planks of sizes 10mm thick, 1800mm length (minimum) and 130 mm wide (minimum), in approved colour, texture and finish, having Performance Appraisal Certificate (PAC) issued by Building Materials & Technology Promotion Council (BMTPC), with necesasary profiled edges fixed with 40mm SS screws 5 nos in each tile to frame work made of second class teak wood of size 20x15 mm in centre of each tile and bottom and top of work height, 40x15mm placed at ends of each tile. The cladding shall be laid over backlayment of 1.00 mm thick expanded polyethylene foam of density 40kg/ cum in two layers, first layer on wall surface before fixing wooden frame and second layer on frame under cladding. The bamboowood planks shall have minimum density of 1000 Kg/cum & minimum Hardness 1000 Kgf. with Eco
Details of cost for 95 sqm ¦ Source: CivilDAR_2019_Vol_2.pdf, page 995
Code | Description | Unit | Quantity | Rate (Rs.) | Amount (Rs.) | Note
8025 | Bamboo wood Tile Wall Cladding 10mm thick of size 1900mm x 135mm | sqm | 104.5 | 3385
8026 | Bamboo wood T-mold 14mm thick of size 1900mm x 44mm | metre | 41.62 | 250
8027 | Bamboo wood Threshold 14mm thick of size 1900mm x 44mm | metre | 40.95 | 255
8016 | High Density expanded poly ethylene (EPE) Foam 1mm thick | sqm | 199.5 | 8.5
8210 | Stainless steel screws 50 mm | 100 Nos | 2.58 | 270
8212 | Stainless steel screws 30 mm | 100 Nos | 18.5 | 190
1190 | Second class teak wood in planks | 10 cudm | 5.2866 | 791
0111 | Carpenter 1st class | day | 5 | 738
0112 | Carpenter 2nd class | day | 5 | 679
0114 | Beldar | day | 5 | 558
9999 | Sundries | L.S. | 100 | 2
Calculated W - SUM of the Amount column above
W as printed in the DAR |  |  |  |  | 394743.8
Difference (calculated - printed)
SAY (Rs.) - final DAR rate as printed (fixed value, not computed) |  |  |  |  | 5559.4
26.4 | Providing & fixing in position Phenol bonded Bamboowood panelled or panelled and glazed shutters for doors windows, clerestorey windows with pre-molded 30mm thick planks, in approved colours, texture & finishe. It shall have 10mm wide, 25mm deep grove to fit in panels.The bamboo wood shall have minimum density of 1000 Kg/cum, minimum Hardness 1000 Kgf. All styles and rails shall have profiled interlocking system locked in place by bamboo pins, all complete as per direction of Engineer in charge. (The panelling will be paid for separately).
Details of cost for 2.16 sqm ¦ Source: CivilDAR_2019_Vol_2.pdf, page 997
Code | Description | Unit | Quantity | Rate (Rs.) | Amount (Rs.) | Note
8028 | Bamboo wood shutter of doors | 10 cudm | 4.83 | 1700
8215 | Stainless steel butt hinges 125x64x 1.9 mm IS : 12817 marked | 10 Nos | 0.4 | 265
8211 | Stainless steel screws 40 mm | 100 Nos | 0.32 | 215
0156 | Carpenter (average) | day | 0.33 | 709
0114 | Beldar | day | 0.33 | 558
9999 | Sundries T&P etc. | L.S. | 5.62 | 2
Calculated W - SUM of the Amount column above
W as printed in the DAR |  |  |  |  | 8815.15
Difference (calculated - printed)
SAY (Rs.) - final DAR rate as printed (fixed value, not computed) |  |  |  |  | 5460.25
26.5 | Providing & fixing in position Phenol bonded Bamboo wood panelling of 10mm thick, in 25 to 40 mm thick panelled or panelled & glazed shutters for doors, windows, clerestorey windows, in approved colour, texture & finish. The bamboowood planks shall have minimum density of 1000 Kg/cum & minimum Hardness 1000 Kgf. The panels shall have profiled interlocking system locked in place with bamboo pins all complete as per direction of the Engineer in- charge. (area of opening for panel inserts excluding portion inside grooves or rebates to be measured)
Details of cost for 0.66 sqm ¦ Source: CivilDAR_2019_Vol_2.pdf, page 998
Code | Description | Unit | Quantity | Rate (Rs.) | Amount (Rs.) | Note
8029 | Bamboo wood panelling (10mm thick) | 10 cudm | 0.8 | 1680
0156 | Carpenter (average) | day | 0.57 | 709
9999 | Sundries | L.S. | 4.42 | 2
Calculated W - SUM of the Amount column above
W as printed in the DAR |  |  |  |  | 1756.97
Difference (calculated - printed)
SAY (Rs.) - final DAR rate as printed (fixed value, not computed) |  |  |  |  | 3561.7
26.6 | Providing & fixing in position 65 mm thick factory made door frame of Phenol bonded Bamboo wood (superior class, interior use), in approved colour, texture and finish.The bamboo wood shall have minimum density of 1000 Kg/cum, minimum hardness 1000 Kgf. The door frame shall have tenon & mortise interlocking system, to be fixed to the wall with 100 mm size G.I screws all a complete as per direction of Engineer-in charge.
Details of cost for 33 cudm ¦ Source: CivilDAR_2019_Vol_2.pdf, page 998
Code | Description | Unit | Quantity | Rate (Rs.) | Amount (Rs.) | Note
8030 | Superior class Bamboo wood door frame 65 mm thick | 10 cudm | 3.4 | 1675
0111 | Carpenter 1st class | day | 0.72 | 738
0114 | Beldar | day | 0.07 | 558
Calculated W - SUM of the Amount column above
W as printed in the DAR |  |  |  |  | 6265.42
Difference (calculated - printed)
SAY (Rs.) - final DAR rate as printed (fixed value, not computed) |  |  |  |  | 254
26.6A | Providing, erecting, laying and fixing in position in 3.5 to 4 mm thick bamboo mat corrugated sheet (BMCS) as per IS: 15476-2004 in roofing with self drilling screws along with EPDM washers complete or with galvanized iron J or L hooks 8mm dia G.I. plain and bitumen washers etc, all complete as per direction of Engineer-in-Charge.
Details of cost for 181.3 sqm ¦ Source: CivilDAR_2019_Vol_2.pdf, page 999
Code | Description | Unit | Quantity | Rate (Rs.) | Amount (Rs.) | Note
8144 | Bamboo Mat corrugated sheets 3.5 to 4mm thick conforming to IS 15476:2004 | sqm | 250.69 | 2648
2358 | Carriage of Bamboo Mat corrugated sheets and accessories | tonne | 1.14 | 11500
1023 | Galvanized steel J or L hooks 8mm dia | 10 Nos | 68.4 | 120
1208 | Bitumen washer | 100 Nos | 6.84 | 30
1209 | G.I. plain washer thick | 100 Nos | 6.84 | 35
9977 | Carriage of bolts and washers | L.S. | 11.58 | 2
9999 | Sundries | L.S. | 56.78 | 2
0130 | Mistry | day | 3 | 738
0112 | Carpenter 2nd class | day | 3 | 679
0114 | Beldar | day | 9 | 558
Calculated W - SUM of the Amount column above
W as printed in the DAR |  |  |  |  | 694999.44
Difference (calculated - printed)
SAY (Rs.) - final DAR rate as printed (fixed value, not computed) |  |  |  |  | 5128.9
26.6B | Providing and fixing in position ridges of 3.5 to 4 mm thick bamboo mat ridge cap (BMRC) as per IS: 15476-2004 in roofing with self drilling screws along with EPDM washers complete or with galvanized iron J or L hooks 8mm dia G.I. plain and bitumen washers etc, all complete as per direction of Engineer- in-Charge.
Details of cost for 18.5 metre ¦ Source: CivilDAR_2019_Vol_2.pdf, page 1000
Code | Description | Unit | Quantity | Rate (Rs.) | Amount (Rs.) | Note
8145 | Bamboo Mat Ridge cap 3.5 to 4mm thick conforming to IS 15476:2004 | metre | 22.05 | 2570
9977 | Carriage (The ridges to be fixed with the same hooks as the sheets) | L.S. | 19.43 | 2
9999 | Sundries | L.S. | 9.71 | 2
0130 | Mistry | day | 0.2 | 738
0112 | Carpenter 2nd class | day | 0.2 | 679
0114 | Beldar | day | 0.6 | 558
Calculated W - SUM of the Amount column above
W as printed in the DAR |  |  |  |  | 57344.98
Difference (calculated - printed)
SAY (Rs.) - final DAR rate as printed (fixed value, not computed) |  |  |  |  | 4147.25
26.6C | Providing and fixing at all height false ceiling of 4mm thick phenol bonded Bamboo Mat board (595x595mm) conforming to IS:13958-1994 including providing and fixing of frame work made of GI angle 25x25x0.4 mm thick all around suitably fixed to wall with the help of dash fastener and hanger frame (600x600 c/c) made GI slotted Tee having powder coating on bottom side (30x25x0.3 mm thick for main member & 25x25x0.3 mm for cross member) connected to ceiling with 2.64mm GI wire and anchor fastener at every junction and also including cost of making openings for light fittings, grills, diffusers, cut outs made with frame of perimeter channels suitably fixed all complete as per direction of Engineer-in-charge.
Details of cost for 100 sqm ¦ Source: CivilDAR_2019_Vol_2.pdf, page 1001
Code | Description | Unit | Quantity | Rate (Rs.) | Amount (Rs.) | Note
8147 | 4mm thick Bamboo Mat Board conforming to IS 13958:1994 | sqm | 105 | 1738
2358 | Carriage of 4mm thick Bamboo mat board and accessories. | tonne | 0.39 | 11500
8570 | GI Main T ceiling section 30x25x 0.3 mm (3 metre long) including of wastage of 10% | each | 29.5 | 187
8571 | GI Perimeter wall angle 25x25x0.4 mm (3 metre long) including of wastage of 10% | each | 13.5 | 157
8572 | GI Intermediate cross T section 25x25x0.3 mm (1.2 metre long) including of wastage of 10% on grid cutouts. | each | 147 | 72
8573 | GI Intermediate cross T section 25x25x0.3 mm (0.6 metre long) including of wastage of 10% on grid cutouts. | each | 147 | 34
8615 | Hanger rod 4mm thick | each | 72 | 8
8616 | Adjustment clip 85x30x0.8mm | each | 72 | 5
7015 | Soffit cleat (size 27x37x25x1.60mm) | each | 72 | 3
7388 | Dash hold fasteners 12.5mm dia, 50mm long with 6mm dia bolts | each | 72 | 11
9977 | Carriage of grid materials | L.S. | 89.28 | 2
9999 | Sundries | L.S. | 187.95 | 2
0112 | Carpenter 2nd class | day | 28 | 679
0114 | Beldar | day | 23 | 558
Calculated W - SUM of the Amount column above
W as printed in the DAR |  |  |  |  | 244537.46
Difference (calculated - printed)
SAY (Rs.) - final DAR rate as printed (fixed value, not computed) |  |  |  |  | 3271.75
26.6D | Providing and fixing at Bamboo Mat board conforming to IS:13958-1994 for partition to frame by bucking or studding with screws etc. complete (Frames, backing or studding to be paid separately)
26.6D.1 | 3mm thickness
Details of cost for 7 sqm ¦ Source: CivilDAR_2019_Vol_2.pdf, page 1002
Code | Description | Unit | Quantity | Rate (Rs.) | Amount (Rs.) | Note
8146 | 3mm thick Bamboo Mat Board conforming to IS 13958:1994 | sqm | 7.35 | 1508
2358 | Carriage of 3mm thick Bamboo mat board and accessories. | tonne | 0.02 | 11500
9999 | Sundries and screws | L.S. | 26.91 | 2
0112 | Carpenter 2nd class | day | 0.9 | 679
0114 | Beldar | day | 1 | 558
Calculated W - SUM of the Amount column above
W as printed in the DAR |  |  |  |  | 12536.72
Difference (calculated - printed)
SAY (Rs.) - final DAR rate as printed (fixed value, not computed) |  |  |  |  | 2396.2
26.6D | Providing and fixing at Bamboo Mat board conforming to IS:13958-1994 for partition to frame by bucking or studding with screws etc. complete (Frames, backing or studding to be paid separately)
26.6D.2 | 4mm thickness
Details of cost for 7 sqm ¦ Source: CivilDAR_2019_Vol_2.pdf, page 1002
Code | Description | Unit | Quantity | Rate (Rs.) | Amount (Rs.) | Note
8147 | 4mm thick Bamboo Mat Board conforming to IS 13958:1994 | sqm | 7.35 | 1738
2358 | Carriage of 4mm thick Bamboo mat board and accessories. | tonne | 0.03 | 11500
9999 | Sundries and screws | L.S. | 26.91 | 2
0112 | Carpenter 2nd class | day | 0.9 | 679
0114 | Beldar | day | 1 | 558
Calculated W - SUM of the Amount column above
W as printed in the DAR |  |  |  |  | 14342.22
Difference (calculated - printed)
SAY (Rs.) - final DAR rate as printed (fixed value, not computed) |  |  |  |  | 2741.3
26.6D | Providing and fixing at Bamboo Mat board conforming to IS:13958-1994 for partition to frame by bucking or studding with screws etc. complete (Frames, backing or studding to be paid separately)
26.6D.3 | 6mm thickness
Details of cost for 7 sqm ¦ Source: CivilDAR_2019_Vol_2.pdf, page 1003
Code | Description | Unit | Quantity | Rate (Rs.) | Amount (Rs.) | Note
8148 | 6mm thick Bamboo Mat Board conforming to IS 13958:1994 | sqm | 7.35 | 2098
2358 | Carriage of 6mm thick Bamboo mat board and accessories. | tonne | 0.04 | 11500
9999 | Sundries and screws | L.S. | 26.91 | 2
0112 | Carpenter 2nd class | day | 0.9 | 679
0114 | Beldar | day | 1 | 558
Calculated W - SUM of the Amount column above
W as printed in the DAR |  |  |  |  | 17103.22
Difference (calculated - printed)
SAY (Rs.) - final DAR rate as printed (fixed value, not computed) |  |  |  |  | 3269
26.6D | Providing and fixing at Bamboo Mat board conforming to IS:13958-1994 for partition to frame by bucking or studding with screws etc. complete (Frames, backing or studding to be paid separately)
26.6D.4 | 9mm thickness
Details of cost for 7 sqm ¦ Source: CivilDAR_2019_Vol_2.pdf, page 1004
Code | Description | Unit | Quantity | Rate (Rs.) | Amount (Rs.) | Note
8149 | 9mm thick Bamboo Mat Board conforming to IS 13958:1994 | sqm | 7.35 | 2688
2358 | Carriage of 9mm thick Bamboo mat board and accessories. | tonne | 0.06 | 11500
9999 | Sundries and screws | L.S. | 26.91 | 2
0112 | Carpenter 2nd class | day | 0.9 | 679
0114 | Beldar | day | 1 | 558
Calculated W - SUM of the Amount column above
W as printed in the DAR |  |  |  |  | 21669.72
Difference (calculated - printed)
SAY (Rs.) - final DAR rate as printed (fixed value, not computed) |  |  |  |  | 4141.8
26.6D | Providing and fixing at Bamboo Mat board conforming to IS:13958-1994 for partition to frame by bucking or studding with screws etc. complete (Frames, backing or studding to be paid separately)
26.6D.5 | 12mm thickness
Details of cost for 7 sqm ¦ Source: CivilDAR_2019_Vol_2.pdf, page 1004
Code | Description | Unit | Quantity | Rate (Rs.) | Amount (Rs.) | Note
8150 | 12mm thick Bamboo Mat Board conforming to IS 13958:1994 | sqm | 7.35 | 3115
2358 | Carriage of 12mm thick Bamboo mat board and accessories. | tonne | 0.07 | 11500
9999 | Sundries and screws | L.S. | 26.91 | 2
0112 | Carpenter 2nd class | day | 0.9 | 679
0114 | Beldar | day | 1 | 558
Calculated W - SUM of the Amount column above
W as printed in the DAR |  |  |  |  | 24923.17
Difference (calculated - printed)
SAY (Rs.) - final DAR rate as printed (fixed value, not computed) |  |  |  |  | 4763.65
26.6E | Providing and fixing at all height wall panelling with phenol bonded Bamboo Mat board conforming to IS:13958-1994 including providing and fixing to frame work made of 50mm x 50mm hardwood plugs including cutting brick work and fixing in cement mortar and making good the wall etc. and also providing and fixing wooden moulded corner beading of triangular shape to the junction of panelling etc. with iron screws all complete as per direction of Engineer-in- Charge.
26.6E.1 | 9mm thickness
Details of cost for 20 sqm ¦ Source: CivilDAR_2019_Vol_2.pdf, page 1005
Code | Description | Unit | Quantity | Rate (Rs.) | Amount (Rs.) | Note
8149 | 9mm thick Bamboo Mat Board conforming to IS 13958:1994 | sqm | 21 | 2688
2358 | Carriage of 9mm thick Bamboo mat board and accessories. | tonne | 0.18 | 11500
1316 | 50mmx50mm hardwood plug | each | 45 | 75
1190 | Second class teak wood in planks | 10 cudm | 2.477 | 791
2204 | Carriage of timber | cum | 0.02477 | 118.59
0637 | Bright finished or black enamelled mild steel screws 40mm | 100 Nos | 0.7 | 60
9999 | Sundries | L.S. | 26.91 | 2
0112 | Carpenter 2nd class | day | 2 | 679
0114 | Beldar | day | 2 | 558
Calculated W - SUM of the Amount column above
W as printed in the DAR |  |  |  |  | 66425.06
Difference (calculated - printed)
SAY (Rs.) - final DAR rate as printed (fixed value, not computed) |  |  |  |  | 4443.65
26.6E | Providing and fixing at all height wall panelling with phenol bonded Bamboo Mat board conforming to IS:13958-1994 including providing and fixing to frame work made of 50mm x 50mm hardwood plugs including cutting brick work and fixing in cement mortar and making good the wall etc. and also providing and fixing wooden moulded corner beading of triangular shape to the junction of panelling etc. with iron screws all complete as per direction of Engineer-in- Charge.
26.6E.2 | 12mm thickness
Details of cost for 20 sqm ¦ Source: CivilDAR_2019_Vol_2.pdf, page 1005
Code | Description | Unit | Quantity | Rate (Rs.) | Amount (Rs.) | Note
8150 | 12mm thick Bamboo Mat Board conforming to IS 13958:1994 | sqm | 21 | 3115
2358 | Carriage of 12mm thick Bamboo mat board and accessories. | tonne | 0.21 | 11500
1316 | 50mmx50mm hardwood plug | each | 45 | 75
1190 | Second class teak wood in planks | 10 cudm | 2.477 | 791
2204 | Carriage of timber | cum | 0.02477 | 118.59
0637 | Bright finished or black enamelled mild steel screws 40mm | 100 Nos | 0.7 | 60
9999 | Sundries | L.S. | 26.91 | 2
0112 | Carpenter 2nd class | day | 2 | 679
0114 | Beldar | day | 2 | 558
Calculated W - SUM of the Amount column above
W as printed in the DAR |  |  |  |  | 75737.06
Difference (calculated - printed)
SAY (Rs.) - final DAR rate as printed (fixed value, not computed) |  |  |  |  | 5066.55
26.7 | Providing and fixing 50 mm thick extruded polystyrene rigid insulation board of required size between cavity wall, complying with ISO 4898:2008 & ASTM C 578-08b - type VI, having thermal conductivity of 0.0289 W/m K as per ASTM C 578 (measured as per IS 3346), compressive strength of > 350 kPa listed as per ASTM D 1621, density of 34-36 kg/m³ as per ASTM D 1622, water absorptions < 1% by volume as per ASTM D 2842, oxygen index of 24.1 to 28.1 listed as per ASTM D 2863, cell size 0.4 mm of dia (max) as per ASTM D 3576. Fire retardent property as per DIN 4102, Part 1 of class B2 and as per ASTM E84 class A, fixed with suitable water based adhesive and fastener, complete in all respect as per the direction of Engineer-in-Charge.
Details of cost for 10 sqm ¦ Source: CivilDAR_2019_Vol_2.pdf, page 1006
Code | Description | Unit | Quantity | Rate (Rs.) | Amount (Rs.) | Note
8561 | Extruded polystyrene rigid insulation board 50 mm thick | sqm | 10.2 | 525
0111 | Carpenter 1st class | day | 0.25 | 738
0128 | Mate | day | 0.25 | 617
0114 | Beldar | day | 0.25 | 558
9999 | Sundries (Water based adhesive, fasteners, scaffolding etc.) | L.S. | 100 | 2
Calculated W - SUM of the Amount column above
W as printed in the DAR |  |  |  |  | 6033.25
Difference (calculated - printed)
SAY (Rs.) - final DAR rate as printed (fixed value, not computed) |  |  |  |  | 807.2
26.8 | Providing and fixing 50 mm thick extruded polystyrene rigid insulation board of required size underdeck on ceiling surface, complying with ISO 4898:2008 & ASTM C 578-08b - type VI, having thermal conductivity of 0.0289 W/m K as per ASTM C 578 (measured as per IS 3346), compressive strength of > 350 kPa listed as per ASTM D 1621, density of 34-36 kg/cum as per ASTM D 1622, water absorptions < 1% by volume as per ASTM D 2842, oxygen index of 24.1 to 28.1 listed as per ASTM D 2863, cell size 0.4 mm of dia (max) as per ASTM D 3576. Fire retardent property as per DIN 4102, Part 1 of class B2 and as per ASTM E84 class A, fixed with suitable water based adhesive and fastener, complete in all respect as per the direction of Engineer-in-Charge.
Details of cost for 10 sqm ¦ Source: CivilDAR_2019_Vol_2.pdf, page 1007
Code | Description | Unit | Quantity | Rate (Rs.) | Amount (Rs.) | Note
8561 | Extruded polystyrene rigid insulation board 50 mm thick | sqm | 10.2 | 525
0111 | Carpenter 1st class | day | 0.5 | 738
0128 | Mate | day | 0.5 | 617
0114 | Beldar | day | 0.5 | 558
9999 | Sundries (Water based adhesive, fasteners, scaffolding etc.) | L.S. | 100 | 2
Calculated W - SUM of the Amount column above
W as printed in the DAR |  |  |  |  | 6511.5
Difference (calculated - printed)
SAY (Rs.) - final DAR rate as printed (fixed value, not computed) |  |  |  |  | 871.2
26.9 | Providing and fixing factory made solid Foam uPVC profile for kitchen cabinet frame (45 x 20 mm) of approved shade, quality and make. The profile shall be laminated on both sides, made from rigid foam sheets (Single extruded) having density 600 Kg/cum and the exposed edges sealed with PVC edge beading of same shade and colour. The frame shall be fire retardent with necessary screw holding capacity. Frame shall be fixed to wall using Expendable Fastner with necesary stainless steel screws, all complete as per direction of Engineer-in- charge.
Details of cost for 2.13 metre ¦ Source: CivilDAR_2019_Vol_2.pdf, page 1008
Code | Description | Unit | Quantity | Rate (Rs.) | Amount (Rs.) | Note
2491 | Pre laminated both side solid foam uPVC profile (45x20mm) | metre | 2.13 | 130
2493 | PVC edge beading | metre | 4.26 | 31
2494 | Expandable fastner with plastic sleeve | each | 8 | 5
8210 | Stainless steel screws 50 mm | 100 Nos | 0.08 | 270
0111 | Carpenter 1st class | day | 0.1 | 738
0114 | Beldar | day | 0.1 | 558
Calculated W - SUM of the Amount column above
W as printed in the DAR |  |  |  |  | 600.16
Difference (calculated - printed)
SAY (Rs.) - final DAR rate as printed (fixed value, not computed) |  |  |  |  | 377
26.10 | Providing and fixing factory made Kitchen Cabinet Shutter/Partition 20 mm nominal thickness of approved shade, quality and make, made from rigid foam sheets (Single extruded) having density 600 Kg/cum and laminated on both side by laminate Sheet/PVC foil lamination. The exposed edges shall be sealed with PVC edge beading of same shade and colour. The shutter shall be fire retardent having necessary screw holding capacity. Shutter shall be fixed to frame using approved hinges with necessary stainless steel screws, all complete as per direction of Engineer-in-charge.
Details of cost for 0.281 sqm ¦ Source: CivilDAR_2019_Vol_2.pdf, page 1008
Code | Description | Unit | Quantity | Rate (Rs.) | Amount (Rs.) | Note
2492 | Solid foam uPVC sheet 20mm thick prelaminated on both side | sqm | 0.281 | 2090
2493 | PVC edge beading | metre | 2.13 | 31
9999 | Sundries | L.S. | 20 | 2
0111 | Carpenter 1st class | day | 0.2 | 738
0114 | Beldar | day | 0.2 | 558
Calculated W - SUM of the Amount column above
W as printed in the DAR |  |  |  |  | 952.52
Difference (calculated - printed)
SAY (Rs.) - final DAR rate as printed (fixed value, not computed) |  |  |  |  | 4535.3
26.11 | Providing and fixing concealed hinge of approved quality for 19-20mm thick door with stainless steel screws complete :
Details of cost for 10 nos ¦ Source: CivilDAR_2019_Vol_2.pdf, page 1009
Code | Description | Unit | Quantity | Rate (Rs.) | Amount (Rs.) | Note
8226 | Concealed zinc coated hinges 19-20 mm thick with mounting plate | 10 Nos | 1 | 420
8210 | Stainless steel screws 50 mm | 100 Nos | 0.8 | 270
9977 | Carriage of material | L.S. | 2.73 | 2
0112 | Carpenter 2nd class | day | 0.14 | 679
0114 | Beldar | day | 0.09 | 558
Calculated W - SUM of the Amount column above
W as printed in the DAR |  |  |  |  | 786.74
Difference (calculated - printed)
SAY (Rs.) - final DAR rate as printed (fixed value, not computed) |  |  |  |  | 105.25
26.12 | Supplying & laying of bi-axial extruded high modulus polypropylene geogrid coforming to MORTH SPECIFICATION for base/sub-base reinforcement having minimum tensile strength 15kN/m in the longitudinal and transverse direction, with 5kN/m and 7kN/m tensile strength at 2% and 5% strain respectively in the longitudinal and transverse direction, junction efficiency not less than 95% and with 38mm X 38mm mesh opening.
Details of cost for 300 sqm ¦ Source: CivilDAR_2019_Vol_2.pdf, page 1009
Code | Description | Unit | Quantity | Rate (Rs.) | Amount (Rs.) | Note
8956 | Bi-Axial Extruded GeoGrids of Minimum Tensile Strength 15 kN/m in the longitudinal and transverse direction | Sqm | 300 | 100
| Add 10 per cent of the cost of reinforcing elements (synthetic geogrids) for wastage and accessories like t... |  |  |  | 3000 | Percentage add-on; amount as printed
0128 | Mate | day | 0.36 | 617
0114 | Beldar | day | 6 | 558
0139 | Skilled Beldar | day | 3 | 617
Calculated W - SUM of the Amount column above
W as printed in the DAR |  |  |  |  | 38421.12
Difference (calculated - printed)
SAY (Rs.) - final DAR rate as printed (fixed value, not computed) |  |  |  |  | 171.35
26.13 | Supplying & laying of bi-axial extruded high modulus polypropylene geogrid coforming to MORTH SPECIFICATION for base/sub-base reinforcement having minimum tensile strength 20kN/m in the longitudinal and transverse direction, with 7kN/m and 14kN/m tensile strength at 2% and 5% strain respectively in the longitudinal and transverse direction, junction efficiency not less than 95% and with 38mm X 38mm mesh opening.
Details of cost for 300 sqm ¦ Source: CivilDAR_2019_Vol_2.pdf, page 1010
Code | Description | Unit | Quantity | Rate (Rs.) | Amount (Rs.) | Note
8957 | Bi-Axial Extruded GeoGrids of Minimum Tensile Strength 20kN/m in the longitudinal and transverse direction | sqm | 300 | 115
| Add 10 per cent of the cost of reinforcing elements (synthetic geogrids) for wastage and accessories like t... |  |  |  | 3450 | Percentage add-on; amount as printed
0128 | Mate | day | 0.36 | 617
0114 | Beldar | day | 6 | 558
0139 | Skilled Beldar | day | 3 | 617
Calculated W - SUM of the Amount column above
W as printed in the DAR |  |  |  |  | 43371.12
Difference (calculated - printed)
SAY (Rs.) - final DAR rate as printed (fixed value, not computed) |  |  |  |  | 193.45
26.14 | Supplying & laying of bi-axial extruded high modulus polypropylene geogrid coforming to MORTH SPECIFICATION for base/sub-base reinforcement having minimum tensile strength 30kN/m in the longitudinal and transverse direction, with 10.5kN/m and 21kN/m tensile strength at 2% and 5% strain respectively in the longitudinal and transverse direction, junction efficiency not less than 95% and with 38mm X 38mm mesh opening.
Details of cost for 300 sqm ¦ Source: CivilDAR_2019_Vol_2.pdf, page 1011
Code | Description | Unit | Quantity | Rate (Rs.) | Amount (Rs.) | Note
8958 | Bi-Axial Extruded GeoGrids of Minimum Tensile Strength 30kN/m in the longitudinal and transverse direction | sqm | 300 | 185
| Add 10 per cent of the cost of reinforcing elements (synthetic geogrids) for wastage and accessories like t... |  |  |  | 5550 | Percentage add-on; amount as printed
0128 | Mate | day | 0.36 | 617
0114 | Beldar | day | 6 | 558
0139 | Skilled Beldar | day | 3 | 617
Calculated W - SUM of the Amount column above
W as printed in the DAR |  |  |  |  | 66471.12
Difference (calculated - printed)
SAY (Rs.) - final DAR rate as printed (fixed value, not computed) |  |  |  |  | 296.45
26.15 | Supplying & laying of bi-axial extruded high modulus polypropylene geogrid coforming to MORTH SPECIFICATION for base/sub-base reinforcement having minimum tensile strength 40kN/m in the longitudinal and transverse direction, with 14kN/m and 28kN/m tensile strength at 2% and 5% strain respectively in the longitudinal and transverse direction, junction efficiency not less than 95% and with 38mm X 38mm mesh opening.
Details of cost for 300 sqm ¦ Source: CivilDAR_2019_Vol_2.pdf, page 1012
Code | Description | Unit | Quantity | Rate (Rs.) | Amount (Rs.) | Note
8959 | Bi-Axial Extruded GeoGrids of Minimum Tensile Strength 40kN/m in the longitudinal and transverse direction | Sqm | 300 | 275
| Add 10 per cent of the cost of reinforcing elements (synthetic geogrids) for wastage and accessories like t... |  |  |  | 8250 | Percentage add-on; amount as printed
0128 | Mate | day | 0.36 | 617
0114 | Beldar | day | 6 | 558
0139 | Skilled Beldar | day | 3 | 617
Calculated W - SUM of the Amount column above
W as printed in the DAR |  |  |  |  | 96171.12
Difference (calculated - printed)
SAY (Rs.) - final DAR rate as printed (fixed value, not computed) |  |  |  |  | 428.9
26.16 | Supplying & laying of drainage composite for use behind walls, between two different fills, alongside drains of road, below concrete lining of canals etc. Geocomposite for planar drainage, realized by thermobonding a draining core in extruded monofilaments with two filtering nonwoven geotextiles that may also be working as separation or protecting layers. The draining three dimensional core will have a “W” configuration as longitudinal parallel channels. Minimum thickness to be 7.2mm, with two filtering UV stabilized polypropylene nonwoven geotextile of minimum thickness of 0.75mm charecteristic opening size (O90) of 110 micron and tensile strength of 8.0 kN/ m that will be working as separation or protecting layer, geocomposite having in plane flow capacity of 2.1 L / (m.s) at hydraulic gradient of 1.0 & 20 kPa pressure and tensile strength of 18 kN/m , with mass per unit area of 740
gsm,
Details of cost for 300 sqm ¦ Source: CivilDAR_2019_Vol_2.pdf, page 1012
Code | Description | Unit | Quantity | Rate (Rs.) | Amount (Rs.) | Note
8960 | Geosynthetic Drainage Composite | sqm | 300 | 530
| Add 10 per cent of the cost of synthetic Composits for wastage and accessories for joining sheets with the... |  |  |  | 15900 | Percentage add-on; amount as printed
0128 | Mate | day | 0.36 | 617
0114 | Beldar | day | 6 | 558
0139 | Skilled Beldar | day | 3 | 617
Calculated W - SUM of the Amount column above
W as printed in the DAR |  |  |  |  | 180321.12
Difference (calculated - printed)
SAY (Rs.) - final DAR rate as printed (fixed value, not computed) |  |  |  |  | 804.2
26.17 | Supplying & laying of drainage composite for use behind walls, between two different fills, alongside drains of road, below concrete lining of canals etc. having thermobonding a draining core - HDPE geonet comprises of two sets of parallel overlayed ribs integrally connected to have a rhomboidal shape with a polyethylene film and a nonwoven geotextile having mass per unit area 130 gsm and tensile strength of 8.0 kN/m that will be working as separation or protecting layer, geocomposite having in plane flow capacity of
Details of cost for 300 sqm ¦ Source: CivilDAR_2019_Vol_2.pdf, page 1013
Code | Description | Unit | Quantity | Rate (Rs.) | Amount (Rs.) | Note
8961 | Geosynthetic Drainage Composite | sqm | 300 | 630
| Add 10 per cent of the cost of synthetic Composits for wastage and accessories for joining sheets with the... |  |  |  | 18900 | Percentage add-on; amount as printed
0128 | Mate | day | 0.36 | 617
0114 | Beldar | day | 6 | 558
0139 | Skilled Beldar | day | 3 | 617
Calculated W - SUM of the Amount column above
W as printed in the DAR |  |  |  |  | 213321.12
Difference (calculated - printed)
SAY (Rs.) - final DAR rate as printed (fixed value, not computed) |  |  |  |  | 951.35
26.18 | Supplying and laying high strength flexible geogrids (HSFG) as soil reinforcement / basal reinforcement as per MORTH 3100 and IRC 113, made of high tenacity polyester core with polyethylene coating with Minimum Long Term Design Strength (LTDS) of more than 50% of ultimate tensile strength at 30 degree Celcius corresponding to 12 % strain .
26.18.1 | Ultimate tensile strength- 100 kN/m
Details of cost for 300 sqm ¦ Source: CivilDAR_2019_Vol_2.pdf, page 1014
Code | Description | Unit | Quantity | Rate (Rs.) | Amount (Rs.) | Note
8962 | Synthetic Geogrid having ultimate tensile strength - 100 kN/m | Sqm | 300 | 220
| Add 10 per cent of the cost of reinforcing elements (synthetic geogrids) for wastage and accessories like t... |  |  |  | 6600 | Percentage add-on; amount as printed
0128 | Mate | day | 0.36 | 617
0114 | Beldar | day | 6 | 558
0139 | Skilled Beldar | day | 3 | 617
Calculated W - SUM of the Amount column above
W as printed in the DAR |  |  |  |  | 78021.12
Difference (calculated - printed)
SAY (Rs.) - final DAR rate as printed (fixed value, not computed) |  |  |  |  | 347.95
26.18 | Supplying and laying high strength flexible geogrids (HSFG) as soil reinforcement / basal reinforcement as per MORTH 3100 and IRC 113, made of high tenacity polyester core with polyethylene coating with Minimum Long Term Design Strength (LTDS) of more than 50% of ultimate tensile strength at 30 degree Celcius corresponding to 12 % strain .
26.18.2 | Ultimate tensile strength- 150 kN/m
Details of cost for 300 sqm ¦ Source: CivilDAR_2019_Vol_2.pdf, page 1015
Code | Description | Unit | Quantity | Rate (Rs.) | Amount (Rs.) | Note
8963 | Synthetic Geogrid Ultimate tensile strength- 150 kN/m | sqm | 300 | 230
| Add 10 per cent of the cost of reinforcing elements (synthetic geogrids) for wastage and accessories like t... |  |  |  | 6900 | Percentage add-on; amount as printed
0128 | Mate | day | 0.36 | 617
0114 | Beldar | day | 6 | 558
0139 | Skilled Beldar | day | 3 | 617
Calculated W - SUM of the Amount column above
W as printed in the DAR |  |  |  |  | 81321.12
Difference (calculated - printed)
SAY (Rs.) - final DAR rate as printed (fixed value, not computed) |  |  |  |  | 362.7
26.18 | Supplying and laying high strength flexible geogrids (HSFG) as soil reinforcement / basal reinforcement as per MORTH 3100 and IRC 113, made of high tenacity polyester core with polyethylene coating with Minimum Long Term Design Strength (LTDS) of more than 50% of ultimate tensile strength at 30 degree Celcius corresponding to 12 % strain .
26.18.3 | Ultimate tensile strength- 200 kN/m
Details of cost for 300 sqm ¦ Source: CivilDAR_2019_Vol_2.pdf, page 1015
Code | Description | Unit | Quantity | Rate (Rs.) | Amount (Rs.) | Note
8964 | Synthetic Geogrid Ultimate tensile strength- 200 kN/m | sqm | 300 | 320
| Add 10 per cent of the cost of reinforcing elements (synthetic geogrids) for wastage and accessories like t... |  |  |  | 9600 | Percentage add-on; amount as printed
0128 | Mate | day | 0.36 | 617
0114 | Beldar | day | 6 | 558
0139 | Skilled Beldar | day | 3 | 617
Calculated W - SUM of the Amount column above
W as printed in the DAR |  |  |  |  | 111021.12
Difference (calculated - printed)
SAY (Rs.) - final DAR rate as printed (fixed value, not computed) |  |  |  |  | 495.15
26.18 | Supplying and laying high strength flexible geogrids (HSFG) as soil reinforcement / basal reinforcement as per MORTH 3100 and IRC 113, made of high tenacity polyester core with polyethylene coating with Minimum Long Term Design Strength (LTDS) of more than 50% of ultimate tensile strength at 30 degree Celcius corresponding to 12 % strain .
26.18.4 | Ultimate tensile strength- 250 kN/m
Details of cost for 300 sqm ¦ Source: CivilDAR_2019_Vol_2.pdf, page 1016
Code | Description | Unit | Quantity | Rate (Rs.) | Amount (Rs.) | Note
8965 | Synthetic Geogrid Ultimate tensile strength- 250 kN/m | sqm | 300 | 355
| Add 10 per cent of the cost of reinforcing elements (synthetic geogrids) for wastage and accessories like t... |  |  |  | 10650 | Percentage add-on; amount as printed
0128 | Mate | day | 0.36 | 617
0114 | Beldar | day | 6 | 558
0139 | Skilled Beldar | day | 3 | 617
Calculated W - SUM of the Amount column above
W as printed in the DAR |  |  |  |  | 122571.12
Difference (calculated - printed)
SAY (Rs.) - final DAR rate as printed (fixed value, not computed) |  |  |  |  | 546.65
26.18 | Supplying and laying high strength flexible geogrids (HSFG) as soil reinforcement / basal reinforcement as per MORTH 3100 and IRC 113, made of high tenacity polyester core with polyethylene coating with Minimum Long Term Design Strength (LTDS) of more than 50% of ultimate tensile strength at 30 degree Celcius corresponding to 12 % strain .
26.18.5 | Ultimate tensile strength- 300 kN/m
Details of cost for 300 sqm ¦ Source: CivilDAR_2019_Vol_2.pdf, page 1016
Code | Description | Unit | Quantity | Rate (Rs.) | Amount (Rs.) | Note
8966 | Synthetic Geogrid Ultimate tensile strength- 300 kN/m | sqm | 300 | 365
| Add 10 per cent of the cost of reinforcing elements (synthetic geogrids) for wastage and accessories like t... |  |  |  | 10950 | Percentage add-on; amount as printed
0128 | Mate | day | 0.36 | 617
0114 | Beldar | day | 6 | 558
0139 | Skilled Beldar | day | 3 | 617
Calculated W - SUM of the Amount column above
W as printed in the DAR |  |  |  |  | 125871.12
Difference (calculated - printed)
SAY (Rs.) - final DAR rate as printed (fixed value, not computed) |  |  |  |  | 561.35
26.18 | Supplying and laying high strength flexible geogrids (HSFG) as soil reinforcement / basal reinforcement as per MORTH 3100 and IRC 113, made of high tenacity polyester core with polyethylene coating with Minimum Long Term Design Strength (LTDS) of more than 50% of ultimate tensile strength at 30 degree Celcius corresponding to 12 % strain .
26.18.6 | Ultimate tensile strength- 350 kN/m
Details of cost for 300 sqm ¦ Source: CivilDAR_2019_Vol_2.pdf, page 1017
Code | Description | Unit | Quantity | Rate (Rs.) | Amount (Rs.) | Note
8967 | Synthetic Geogrid Ultimate tensile strength- 350 kN/m | sqm | 300 | 370
| Add 10 per cent of the cost of reinforcing elements (synthetic geogrids) for wastage and accessories like t... |  |  |  | 11100 | Percentage add-on; amount as printed
0128 | Mate | day | 0.36 | 617
0114 | Beldar | day | 6 | 558
0139 | Skilled Beldar | day | 3 | 617
Calculated W - SUM of the Amount column above
W as printed in the DAR |  |  |  |  | 127521.12
Difference (calculated - printed)
SAY (Rs.) - final DAR rate as printed (fixed value, not computed) |  |  |  |  | 568.7
26.18 | Supplying and laying high strength flexible geogrids (HSFG) as soil reinforcement / basal reinforcement as per MORTH 3100 and IRC 113, made of high tenacity polyester core with polyethylene coating with Minimum Long Term Design Strength (LTDS) of more than 50% of ultimate tensile strength at 30 degree Celcius corresponding to 12 % strain .
26.18.7 | Ultimate tensile strength- 400 kN/m
Details of cost for 300 sqm ¦ Source: CivilDAR_2019_Vol_2.pdf, page 1018
Code | Description | Unit | Quantity | Rate (Rs.) | Amount (Rs.) | Note
8968 | Synthetic Geogrid Ultimate tensile strength- 400 kN/m | sqm | 300 | 475
| Add 10 per cent of the cost of reinforcing elements (synthetic geogrids) for wastage and accessories like t... |  |  |  | 14250 | Percentage add-on; amount as printed
0128 | Mate | day | 0.36 | 617
0114 | Beldar | day | 6 | 558
0139 | Skilled Beldar | day | 3 | 617
Calculated W - SUM of the Amount column above
W as printed in the DAR |  |  |  |  | 162171.12
Difference (calculated - printed)
SAY (Rs.) - final DAR rate as printed (fixed value, not computed) |  |  |  |  | 723.25
26.18 | Supplying and laying high strength flexible geogrids (HSFG) as soil reinforcement / basal reinforcement as per MORTH 3100 and IRC 113, made of high tenacity polyester core with polyethylene coating with Minimum Long Term Design Strength (LTDS) of more than 50% of ultimate tensile strength at 30 degree Celcius corresponding to 12 % strain .
26.18.8 | Ultimate tensile strength- 500 kN/m
Details of cost for 300 sqm ¦ Source: CivilDAR_2019_Vol_2.pdf, page 1018
Code | Description | Unit | Quantity | Rate (Rs.) | Amount (Rs.) | Note
8969 | Synthetic Geogrid Ultimate tensile strength- 500 kN/m | sqm | 300 | 535
| Add 10 per cent of the cost of reinforcing elements (synthetic geogrids) for wastage and accessories like t... |  |  |  | 16050 | Percentage add-on; amount as printed
0128 | Mate | day | 0.36 | 617
0114 | Beldar | day | 6 | 558
0139 | Skilled Beldar | day | 3 | 617
Calculated W - SUM of the Amount column above
W as printed in the DAR |  |  |  |  | 181971.12
Difference (calculated - printed)
SAY (Rs.) - final DAR rate as printed (fixed value, not computed) |  |  |  |  | 811.55
26.18 | Supplying and laying high strength flexible geogrids (HSFG) as soil reinforcement / basal reinforcement as per MORTH 3100 and IRC 113, made of high tenacity polyester core with polyethylene coating with Minimum Long Term Design Strength (LTDS) of more than 50% of ultimate tensile strength at 30 degree Celcius corresponding to 12 % strain .
26.18.9 | Ultimate tensile strength- 600 kN/m
Details of cost for 300 sqm ¦ Source: CivilDAR_2019_Vol_2.pdf, page 1019
Code | Description | Unit | Quantity | Rate (Rs.) | Amount (Rs.) | Note
8970 | Synthetic Geogrid Ultimate tensile strength- 600 kN/m | sqm | 300 | 550
| Add 10 per cent of the cost of reinforcing elements (synthetic geogrids) for wastage and accessories like t... |  |  |  | 16500 | Percentage add-on; amount as printed
0128 | Mate | day | 0.36 | 617
0114 | Beldar | day | 6 | 558
0139 | Skilled Beldar | day | 3 | 617
Calculated W - SUM of the Amount column above
W as printed in the DAR |  |  |  |  | 186921.12
Difference (calculated - printed)
SAY (Rs.) - final DAR rate as printed (fixed value, not computed) |  |  |  |  | 833.65
26.18 | Supplying and laying high strength flexible geogrids (HSFG) as soil reinforcement / basal reinforcement as per MORTH 3100 and IRC 113, made of high tenacity polyester core with polyethylene coating with Minimum Long Term Design Strength (LTDS) of more than 50% of ultimate tensile strength at 30 degree Celcius corresponding to 12 % strain .
26.18.10 | Ultimate tensile strength- 700 kN/m
Details of cost for 300 sqm ¦ Source: CivilDAR_2019_Vol_2.pdf, page 1019
Code | Description | Unit | Quantity | Rate (Rs.) | Amount (Rs.) | Note
8971 | Synthetic Geogrid Ultimate tensile strength- 700 kN/m | sqm | 300 | 685
| Add 10 per cent of the cost of reinforcing elements (synthetic geogrids) for wastage and accessories like t... |  |  |  | 20550 | Percentage add-on; amount as printed
0128 | Mate | day | 0.36 | 617
0114 | Beldar | day | 6 | 558
0139 | Skilled Beldar | day | 3 | 617
Calculated W - SUM of the Amount column above
W as printed in the DAR |  |  |  |  | 231471.12
Difference (calculated - printed)
SAY (Rs.) - final DAR rate as printed (fixed value, not computed) |  |  |  |  | 1032.3
26.18 | Supplying and laying high strength flexible geogrids (HSFG) as soil reinforcement / basal reinforcement as per MORTH 3100 and IRC 113, made of high tenacity polyester core with polyethylene coating with Minimum Long Term Design Strength (LTDS) of more than 50% of ultimate tensile strength at 30 degree Celcius corresponding to 12 % strain .
26.18.11 | Ultimate tensile strength- 800 kN/m
Details of cost for 300 sqm ¦ Source: CivilDAR_2019_Vol_2.pdf, page 1020
Code | Description | Unit | Quantity | Rate (Rs.) | Amount (Rs.) | Note
8972 | Synthetic Geogrid Ultimate tensile strength- 800 kN/m | sqm | 300 | 750
| Add 10 per cent of the cost of reinforcing elements (synthetic geogrids) for wastage and accessories like t... |  |  |  | 22500 | Percentage add-on; amount as printed
0128 | Mate | day | 0.36 | 617
0114 | Beldar | day | 6 | 558
0139 | Skilled Beldar | day | 3 | 617
Calculated W - SUM of the Amount column above
W as printed in the DAR |  |  |  |  | 252921.12
Difference (calculated - printed)
SAY (Rs.) - final DAR rate as printed (fixed value, not computed) |  |  |  |  | 1128
26.18 | Supplying and laying high strength flexible geogrids (HSFG) as soil reinforcement / basal reinforcement as per MORTH 3100 and IRC 113, made of high tenacity polyester core with polyethylene coating with Minimum Long Term Design Strength (LTDS) of more than 50% of ultimate tensile strength at 30 degree Celcius corresponding to 12 % strain .
26.18.12 | Ultimate tensile strength- 900 kN/m
Details of cost for 300 sqm ¦ Source: CivilDAR_2019_Vol_2.pdf, page 1021
Code | Description | Unit | Quantity | Rate (Rs.) | Amount (Rs.) | Note
8973 | Synthetic Geogrid Ultimate tensile strength- 900 kN/m | sqm | 300 | 900
| Add 10 per cent of the cost of reinforcing elements (synthetic geogrids) for wastage and accessories like t... |  |  |  | 27000 | Percentage add-on; amount as printed
0128 | Mate | day | 0.36 | 617
0114 | Beldar | day | 6 | 558
0139 | Skilled Beldar | day | 3 | 617
Calculated W - SUM of the Amount column above
W as printed in the DAR |  |  |  |  | 302421.12
Difference (calculated - printed)
SAY (Rs.) - final DAR rate as printed (fixed value, not computed) |  |  |  |  | 1348.75
26.18 | Supplying and laying high strength flexible geogrids (HSFG) as soil reinforcement / basal reinforcement as per MORTH 3100 and IRC 113, made of high tenacity polyester core with polyethylene coating with Minimum Long Term Design Strength (LTDS) of more than 50% of ultimate tensile strength at 30 degree Celcius corresponding to 12 % strain .
26.18.13 | Ultimate tensile strength- 1000 kN/m
Details of cost for 300 sqm ¦ Source: CivilDAR_2019_Vol_2.pdf, page 1022
Code | Description | Unit | Quantity | Rate (Rs.) | Amount (Rs.) | Note
8974 | Synthetic Geogrid Ultimate tensile strength- 1000 kN/m | sqm | 300 | 1025
| Add 10 per cent of the cost of reinforcing elements (synthetic geogrids) for wastage and accessories like t... |  |  |  | 30750 | Percentage add-on; amount as printed
0128 | Mate | day | 0.36 | 617
0114 | Beldar | day | 6 | 558
0139 | Skilled Beldar | day | 3 | 617
Calculated W - SUM of the Amount column above
W as printed in the DAR |  |  |  |  | 343671.12
Difference (calculated - printed)
SAY (Rs.) - final DAR rate as printed (fixed value, not computed) |  |  |  |  | 1532.7
26.18 | Supplying and laying high strength flexible geogrids (HSFG) as soil reinforcement / basal reinforcement as per MORTH 3100 and IRC 113, made of high tenacity polyester core with polyethylene coating with Minimum Long Term Design Strength (LTDS) of more than 50% of ultimate tensile strength at 30 degree Celcius corresponding to 12 % strain .
26.18.14 | Ultimate tensile strength- 1100 kN/m
Details of cost for 300 sqm ¦ Source: CivilDAR_2019_Vol_2.pdf, page 1022
Code | Description | Unit | Quantity | Rate (Rs.) | Amount (Rs.) | Note
8975 | Synthetic Geogrid Ultimate tensile strength- 1100 kN/m | sqm | 300 | 1000
| Add 10 per cent of the cost of reinforcing elements (synthetic geogrids) for wsatage and accessories like t... |  |  |  | 30000 | Percentage add-on; amount as printed
0128 | Mate | day | 0.36 | 617
0114 | Beldar | day | 6 | 558
0139 | Skilled Beldar | day | 3 | 617
Calculated W - SUM of the Amount column above
W as printed in the DAR |  |  |  |  | 335421.12
Difference (calculated - printed)
SAY (Rs.) - final DAR rate as printed (fixed value, not computed) |  |  |  |  | 1495.9
26.18 | Supplying and laying high strength flexible geogrids (HSFG) as soil reinforcement / basal reinforcement as per MORTH 3100 and IRC 113, made of high tenacity polyester core with polyethylene coating with Minimum Long Term Design Strength (LTDS) of more than 50% of ultimate tensile strength at 30 degree Celcius corresponding to 12 % strain .
26.18.15 | Ultimate tensile strength- 1200 kN/m
Details of cost for 300 sqm ¦ Source: CivilDAR_2019_Vol_2.pdf, page 1023
Code | Description | Unit | Quantity | Rate (Rs.) | Amount (Rs.) | Note
8976 | Synthetic Geogrid Ultimate tensile strength- 1200 kN/m | sqm | 300 | 1088
| Add 10 per cent of the cost of reinforcing elements (synthetic geogrids) for wastage and accessories like t... |  |  |  | 32640 | Percentage add-on; amount as printed
0128 | Mate | day | 0.36 | 617
0114 | Beldar | day | 6 | 558
0139 | Skilled Beldar | day | 3 | 617
Calculated W - SUM of the Amount column above
W as printed in the DAR |  |  |  |  | 364461.12
Difference (calculated - printed)
SAY (Rs.) - final DAR rate as printed (fixed value, not computed) |  |  |  |  | 1625.4
26.19 | Providing at all heights, levels and locations Aluminium profile industrial troughed sheet of Alloy 31500/31000/40800, conforming to IS 1254, IS 737, IS
26.19.1 | 0.71 mm thick, the profile detail width 1044/920 mm, cover width 1000/875 mm.
Details of cost for 216.14 sqm ¦ Source: CivilDAR_2019_Vol_2.pdf, page 1024
Code | Description | Unit | Quantity | Rate (Rs.) | Amount (Rs.) | Note
8977 | Aluminium profile sheet 0.71 mm | sqm | 230.12 | 600
9999 | Carriage of sheets | L.S. | 104 | 2
1023 | Galvanised steel J or L hooks 8 mm dia | 10 Nos | 47.6 | 120
1208 | Bitumen washer | 100 Nos | 4.76 | 30
1209 | G.I. plain washer thick | 100 Nos | 4.76 | 35
9999 | Carriage of bolts and nuts, washers etc. | L.S. | 8.06 | 2
9999 | Sundries | L.S. | 39.52 | 2
0130 | Mistry | day | 2.34 | 738
0112 | Carpenter 2nd class | day | 9.34 | 679
0114 | Beldar | day | 9.34 | 558
Calculated W - SUM of the Amount column above
W as printed in the DAR |  |  |  |  | 157677.06
Difference (calculated - printed)
SAY (Rs.) - final DAR rate as printed (fixed value, not computed) |  |  |  |  | 976.05
26.19 | Providing at all heights, levels and locations Aluminium profile industrial troughed sheet of Alloy 31500/31000/40800, conforming to IS 1254, IS 737, IS
26.19.2 | 0.91 mm thick, the profile detail width 1044/920 mm, cover width 1000/875 mm.
Details of cost for 216.14 sqm ¦ Source: CivilDAR_2019_Vol_2.pdf, page 1024
Code | Description | Unit | Quantity | Rate (Rs.) | Amount (Rs.) | Note
8978 | Aluminium profile sheet 0.91 mm | sqm | 230.12 | 785
9999 | Carriage of sheets | L.S. | 104 | 2
1023 | Galvanised steel J or L hooks 8 mm dia | 10 Nos | 47.6 | 120
1208 | Bitumen washer | 100 Nos | 4.76 | 30
1209 | G.I. plain washer thick | 100 Nos | 4.76 | 35
9999 | Carriage of bolts and nuts, washers etc. | L.S. | 8.06 | 2
9999 | Sundries | L.S. | 39.52 | 2
0130 | Mistry | day | 2.34 | 738
0112 | Carpenter 2nd class | day | 9.34 | 679
0114 | Beldar | day | 9.34 | 558
Calculated W - SUM of the Amount column above
W as printed in the DAR |  |  |  |  | 200249.26
Difference (calculated - printed)
SAY (Rs.) - final DAR rate as printed (fixed value, not computed) |  |  |  |  | 1239.55
26.22 | Providing and fixing false ceiling at all heights with integral densified calcium silicate reinforced with fibre and natural filler false ceiling tiles of Size 595x595mm of approved texture, design and patterns having NRC (Noise Reduction coefficient) of 0.50 (minimum) as per IS 8225:1987, Light reflectance of 85% (minimum). Non combustible as per BS:476 (part-4), fire performance as per BS:476 (part 6 &7), humidity resistance of 100%, thermal conductivity <
26.22.1 | With 15 mm thick tegular edged light weight calcium silicate false ceiling tiles.
Details of cost for 100 sqm ¦ Source: CivilDAR_2019_Vol_2.pdf, page 1025
Code | Description | Unit | Quantity | Rate (Rs.) | Amount (Rs.) | Note
8589 | Calcium Silicate tegular edged celling tiles 595x595 mm and 15 mm thick | sqm | 105 | 685
8590 | Galvanised iron main Tee ceiling section Size 24x38x0.33 mm (3 metre long) | each | 29.5 | 120
8591 | Galvanised iron perimeter wall Angle Size 24 x 24 x 0.40 mm (3.00 metre long) | each | 13.5 | 65
8592 | Galvanised iron intermediate cross T section Size 24 x 32 x 0.33 mm (1.2 metre long) | each | 147 | 40
8593 | Galvanised iron intermediate cross T section Size 24 x 32 x 0.33 mm ( 0.6 metre long) | each | 147 | 20
8588 | Galavanised MS hanger rod 6 mm dia MS fully threaded up to 1000 mm length | each | 72 | 26
8619 | Galavanised MS L-shape level adjuster of size 85x25x2 mm | each | 72 | 15
8596 | Galavanised MS 8 mm outer diameter M-6 dash fastener 50mm long | each | 72 | 32
8211 | 40 mm long S.S screws with plastic rawl plugs | 100 nos | 1 | 215
9999 | Scaffolding etc. | L.S. | 498.65 | 2
9977 | Carriage of materials etc. | L.S. | 237.48 | 2
9999 | Sundries | L.S. | 310.7 | 2
0111 | Carpenter 1st class | day | 28 | 738
0114 | Beldar | day | 23 | 558
Calculated W - SUM of the Amount column above
W as printed in the DAR |  |  |  |  | 126225.16
Difference (calculated - printed)
SAY (Rs.) - final DAR rate as printed (fixed value, not computed) |  |  |  |  | 1688.8
26.23 | Providing and fixing false ceiling at all heights with integral densified calcium silicate reinforced with fibre and natural filler false ceiling tiles of Size 595x595 mm of approved texture, design and patterns having NRC (Noise Reduction coefficient) of 0.50 (minimum) as per IS 8225:1987, Light reflectance of 85% (minimum). Non combustible as per BS:476 (part-4), fire performance as per BS:476 (part 6 &7), humidity resistance of 100%, thermal conductivity < 0.043 W/m K as per ASTM 518:1991, in true horizontal level suspended on inter- locking metal powder coated T-Grid of hot dipped galvanised iron section of
26.23.1 | With 15 mm thick integral densified micro edge light weight calcium silicate false ceiling tiles
Details of cost for 100 sqm ¦ Source: CivilDAR_2019_Vol_2.pdf, page 1027
Code | Description | Unit | Quantity | Rate (Rs.) | Amount (Rs.) | Note
8563 | 15 mm thick, light weight, integral densified micro look edged,false ceiling tiles of size 595x595 mm. | sqm | 105 | 720
8567 | Galvanized mild steel perimeter wall angle 22x19x0.40 mm (3000 mm long) | each | 13.5 | 115
8566 | Powder coated steel section main-T ceiling sections 15x42x0.40 mm (3000 mm long) | each | 29.5 | 235
8568 | Powder coated Galvanised Iron intermediate cross-T section 15x42x0.40 mm (1200 mm long) | each | 147 | 95
8569 | Powder coated Galvanized Iron intermediate cross-T section 15x42x0.40mm (600 mm long ) | each | 147 | 47
8588 | Galavanised MS hanger rod 6 mm dia MS fully threaded up to 1000 mm length | each | 72 | 26
8619 | Galavanised MS L-shape level adjuster of size 85x25x2 mm | each | 72 | 15
8515 | Galavanised MS 8 mm outer diameter M-6 dash fastener 50mm long | each | 72 | 31
8211 | 40 mm long S.S screws with plastic rawl plugs | 100 nos | 1 | 215
9999 | Scaffolding etc. | L.S. | 498.65 | 2
9977 | Carriage of materials etc. | L.S. | 237.48 | 2
9999 | Sundries | L.S. | 310.7 | 2
0111 | Carpenter 1st class | day | 28 | 738
0114 | Beldar | day | 23 | 558
Calculated W - SUM of the Amount column above
W as printed in the DAR |  |  |  |  | 145949.66
Difference (calculated - printed)
SAY (Rs.) - final DAR rate as printed (fixed value, not computed) |  |  |  |  | 1952.7
26.24 | Providing and fixing in position wall panelling at all heights with integral densified calcium silicate panels/tiles of size 595 x 595mm, having NRC (Noise Reduction coefficient) of 0.50 (minimum) as per IS 8225:1987, Light reflectance of 85% (minimum). Non combustible as per BS:476 (part-4), fire performance as per BS:476 (part 6 &7), humidity resistance of 100%, thermal conductivity <0.043 W/m K as per ASTM 518:1991, comprising of a frame made from especially fabricated galvanised mild steel sheet 0.50 mm thick pressed section (galvanizing @120 grams per sqm including both sides) i.e.vertical studs of size 48 x 34 x 36 mm are placed at 600mm center to center in a floor and ceiling channel section of size 50 x 32m fixed to the floor and soffit at 600mm centers using 12mm dia,50mm long wedge type expanded zinc alloy dash fastner with 10mm bolt. This same channel is then to be fixed in
horiziontal
26.24.1 | With 15 mm thick fully perforated square/butt edge light weight calcium silicate panels/ tiles
Details of cost for 21.9 sqm ¦ Source: CivilDAR_2019_Vol_2.pdf, page 1028
Code | Description | Unit | Quantity | Rate (Rs.) | Amount (Rs.) | Note
8564 | 15 mm thick, light weight,fully perforated square/butt edge integral densified,false ceiling tiles of size 595x595 mm. | sqm | 23 | 900
7367 | Galvanised M.S. sheet 0.5 mm thick pressed channel section of size 50x32 mm | metre | 12.6 | 57
7369 | Galvanised M.S. sheet 0.50 mm thick pressed stud : 48x34x36 mm | metre | 73.66 | 71
7025 | Self tapping pan head nickle coated mild steel screws of size 13 x 3.2 mm | 1000 Nos | 0.392 | 525
7383 | 12 mm dia 50 mm long wedge type expanded zinc alloy dash fastner | each | 19 | 7
7274 | Glass wool 50 mm thick | sqm | 23 | 238
0764 | Calcium silicate base compound for jointing calcium silicate tiles | kg | 4.82 | 26
7026 | Fibre joint tape 50 mm wide (90 metre) roll each | roll | 0.27 | 165
9999 | Sundries such as scaffolding, tools, bits, etc. | L.S. | 130 | 2
9977 | Carriage of materials etc. | L.S. | 52 | 2
0111 | Carpenter 1st class | day | 6.57 | 738
0112 | Carpenter 2nd class | day | 2.847 | 679
0114 | Beldar | day | 7.665 | 558
0131 | Painter | day | 1.095 | 679
Calculated W - SUM of the Amount column above
W as printed in the DAR |  |  |  |  | 44797.08
Difference (calculated - printed)
SAY (Rs.) - final DAR rate as printed (fixed value, not computed) |  |  |  |  | 2736.8
26.25 | Providing and fixing 15 mm thick false ceiling tiles at all heights with integral densified calcium silicate reinforced with fibre and natural filler false ceiling tiles of Size 595x595 mm of approved texture, design and patterns having NRC (Noise Reduction coefficient) of 0.50 (minimum) as per IS 8225:1987, Light reflectance of 85% (minimum). Non combustible as per BS:476 (part-4), fire performance as per BS:476 (part 6 &7), humidity resistance of 100%, thermal conductivity < 0.043 W/m K as per ASTM 518:1991,in true horizontal level on the existing frame work consisting of T-sections and Lsections suitably fixed according to tile size as per direction of Engineer-in-charge.
Details of cost for 10 sqm ¦ Source: CivilDAR_2019_Vol_2.pdf, page 1030
Code | Description | Unit | Quantity | Rate (Rs.) | Amount (Rs.) | Note
8589 | Calcium Silicate tegular edged celling tiles 595x595 mm and 15 mm thick | sqm | 10.5 | 685
9977 | Carriage | L.S. | 14.95 | 2
0111 | Carpenter 1st class | day | 2.5 | 738
0114 | Beldar | day | 2 | 558
9999 | Scaffolding | L.S. | 31.07 | 2
9999 | Sundries | L.S. | 31.07 | 2
Calculated W - SUM of the Amount column above
W as printed in the DAR |  |  |  |  | 10307.68
Difference (calculated - printed)
SAY (Rs.) - final DAR rate as printed (fixed value, not computed) |  |  |  |  | 1379.1
26.26 | Providing & fixing false ceiling at all heights with GRG (Glass Fibre Reinforced Gypsum) false ceiling tiles of Size 595x595 mm of approved texture, design and patterns having moisture content less than 2%, humidity resistance of 99%, NRC0.50 to 0.75 as per IS 8225:1987, Non combustible as per BS 476 (part 4)-1970 and light reflectance of 85% (minimum) to be laid in true horizontal level suspended on inter-locking metal T-Grid of hot dipped galvanised iron section of 0.33mm thick (galvanized @ 120 grams per sqm including both sides) comprising of main-T runners of size 15x32 mm of length 3000 mm, cross - T of size 15x32 mm of length 1200 mm and secondary intermediate cross-T of size 15x32 mm of length 600mm to form grid module of size 600 x 600 mm, suspended from ceiling using galvanised mild steel items (galvanizing @ 80 grams per sqm) i.e. 50 mm long, 8 mm outer diameter M-6 dash
fasteners,
26.26.1 | With semi perforated 12 mm thick micro tegular edged GRG false ceiling tiles.
Details of cost for 100 sqm ¦ Source: CivilDAR_2019_Vol_2.pdf, page 1031
Code | Description | Unit | Quantity | Rate (Rs.) | Amount (Rs.) | Note
8581 | 12 mm thick micro tegular edged semi perforated GFRG (Glass Fibre Reinforced Gypsum) false celing tiles of Size 595x595 mm | sqm | 105 | 510
8555 | Galvanized iron main-T ceiling sections 15x32x0.33 mm (3000 mm long) | each | 29.5 | 185
8591 | Galvanized iron perimeter wall angle 24x24x0.40 mm (3000 mm long) | each | 13.5 | 65
8556 | Galvanized iron intermediate cross-T section 15x32x0.33 mm (1200 mm long) | each | 147 | 78
8587 | Galvanized iron intermediate cross- T section 15x32x0.33 mm (600 mm long) | each | 147 | 35
8588 | Galavanised MS hanger rod 6mm dia MS fully threaded up to 1000 mm length | each | 72 | 26
8619 | Galavanised MS L-shape level adjuster of size 85x25x2 mm | each | 72 | 15
8596 | Galvanised MS 8mm outer diameter M-6 dash fastener 25mm long | each | 72 | 32
8211 | 40mm SS with plastic rawl plugs | 100 nos | 1 | 215
9999 | Scaffolding etc. | L.S. | 498.65 | 2
9977 | Carriage of materials etc. | L.S. | 237.48 | 2
9999 | Sundries | L.S. | 310.7 | 2
0111 | Carpenter 1st class | day | 28 | 738
0114 | Beldar | day | 23 | 558
Calculated W - SUM of the Amount column above
W as printed in the DAR |  |  |  |  | 117558.66
Difference (calculated - printed)
SAY (Rs.) - final DAR rate as printed (fixed value, not computed) |  |  |  |  | 1572.85
26.26 | Providing & fixing false ceiling at all heights with GRG (Glass Fibre Reinforced Gypsum) false ceiling tiles of Size 595x595 mm of approved texture, design and patterns having moisture content less than 2%, humidity resistance of 99%, NRC0.50 to 0.75 as per IS 8225:1987, Non combustible as per BS 476 (part 4)-1970 and light reflectance of 85% (minimum) to be laid in true horizontal level suspended on inter-locking metal T-Grid of hot dipped galvanised iron section of 0.33mm thick (galvanized @ 120 grams per sqm including both sides) comprising of main-T runners of size 15x32 mm of length 3000 mm, cross - T of size 15x32 mm of length 1200 mm and secondary intermediate cross-T of size 15x32 mm of length 600mm to form grid module of size 600 x 600 mm, suspended from ceiling using galvanised mild steel items (galvanizing @ 80 grams per sqm) i.e. 50 mm long, 8 mm outer diameter M-6 dash
fasteners,
26.26.2 | With fully perforated 12 mm thick micro tegular edged or 10 mm thick square edged GRG false ceiling tiles.
Details of cost for 100 sqm ¦ Source: CivilDAR_2019_Vol_2.pdf, page 1032
Code | Description | Unit | Quantity | Rate (Rs.) | Amount (Rs.) | Note
8582 | 12 mm thick micro tegular edged fully perforated GFRG (Glass Fibre Reinforced Gypsum) false celing tiles of Size 595x595 mm | sqm | 105 | 600
8555 | Galvanized iron main-T ceiling sections 15x32x0.33 mm (3000 mm long) | each | 29.5 | 185
8591 | Galvanized iron perimeter wall angle 24x24x0.40 mm (3000 mm long) | each | 13.5 | 65
8556 | Galvanized iron intermediate cross- T section 15x32x0.33 mm (1200 mm long) | each | 147 | 78
8587 | Galvanized iron intermediate cross-T section 15x32x0.33 mm (600 mm long) | each | 147 | 35
8588 | Galavanised MS hanger rod 6mm dia MS fully threaded up to 1000 mm length | each | 72 | 26
8619 | Galavanised MS L-shape level adjuster of size 85x25x2 mm | each | 72 | 15
8596 | Galvanised MS 8mm outer diameter M-6 dash fastener 25mm long | each | 72 | 32
8211 | 40mm long SS screws with plastic rawl plugs | 100 nos | 1 | 215
9999 | Scaffolding etc. | L.S. | 498.65 | 2
9977 | Carriage of materials etc. | L.S. | 237.48 | 2
9999 | Sundries | L.S. | 310.7 | 2
0111 | Carpenter 1st class | day | 28 | 738
0114 | Beldar | day | 23 | 558
Calculated W - SUM of the Amount column above
W as printed in the DAR |  |  |  |  | 127008.66
Difference (calculated - printed)
SAY (Rs.) - final DAR rate as printed (fixed value, not computed) |  |  |  |  | 1699.3
26.27 | Providing and fixing mineral fibre false ceiling tiles at all heights of size 595X595mm of approved texture, design and pattern. The tiles should have Humidity Resistance (RH) of 99%, Light Reflection > 85%, Thermal Conductivity k = 0.052 - 0.057 w/m K, Fire Performance as per (BS 476 pt - 6 &7)in true horizontal level suspended on interlocking T-Grid of hot dipped all round galvanized iron section of 0.33 mm thick (galvanized @120 gsm) comprising of main T runners of 15x32 mm of length 3000 mm, cross T of size 15x32mm of length 1200 mm and secondary intermediate cross T of size 15x32 mm of length 600 mm to form grid module of size 600x600 mm suspended from ceiling using galvanized mild steel item (galvanised@80gsm) 50 mm long 8mm outer diameter M-6 dash fasteners, 6 mm diameter fully threaded hanger rod up to 1000 mm length and L-shape level adjuster of size 85x25x2 mm, spaced at 1200
mm centre
26.27.1 | With 16 mm thick beveled tegular mineral fibre false ceiling tile (NRC 0.55 to 0.6
Details of cost for 100 sqm ¦ Source: CivilDAR_2019_Vol_2.pdf, page 1033
Code | Description | Unit | Quantity | Rate (Rs.) | Amount (Rs.) | Note
8552 | Mineral fibre beveled tegular edged ceiling tiles 595x595 mm, 16 mm thick | sqm | 105 | 830
8555 | G.I. main runner 15X32mm of 3000 mm l ength, 0.33mm thick | each | 29.5 | 185
8556 | G.I. cross Tee 15X32mm of 1200mm length 0.33mm thick | each | 147 | 78
8557 | G.I. cross Tee 15X32mm of 600mm length, 0.33 mm thick | each | 147 | 35
8591 | Galvanised Steel perimeter wall Angle Size 24 x 24 x 0.40 mm (3.00 metre long) | each | 13.5 | 65
8558 | Galvanised Iron hanger rod 6mm dia fully threaded upto 1000mm length | each | 72 | 26
8619 | Galavanised MS L-shape level adjuster of size 85x25x2 mm | each | 72 | 15
8515 | Galavanised MS 8 mm outer diameter M-6 dash fastener 50mm long | each | 72 | 31
8211 | 40 mm long S.S screws with plastic rawl plugs | 100 nos | 1 | 215
9999 | Sundries i.e. scaffolding etc | L.S. | 187.95 | 2
9977 | Carriage of material etc. | L.S. | 89.35 | 2
0111 | Carpenter 1st class | day | 28 | 738
0114 | Beldar | day | 23 | 558
Calculated W - SUM of the Amount column above
W as printed in the DAR |  |  |  |  | 149547.6
Difference (calculated - printed)
SAY (Rs.) - final DAR rate as printed (fixed value, not computed) |  |  |  |  | 2000.85
26.27 | Providing and fixing mineral fibre false ceiling tiles at all heights of size 595X595mm of approved texture, design and pattern. The tiles should have Humidity Resistance (RH) of 99%, Light Reflection > 85%, Thermal Conductivity k = 0.052 - 0.057 w/m K, Fire Performance as per (BS 476 pt - 6 &7)in true horizontal level suspended on interlocking T-Grid of hot dipped all round galvanized iron section of 0.33 mm thick (galvanized @120 gsm) comprising of main T runners of 15x32 mm of length 3000 mm, cross T of size 15x32mm of length 1200 mm and secondary intermediate cross T of size 15x32 mm of length 600 mm to form grid module of size 600x600 mm suspended from ceiling using galvanized mild steel item (galvanised@80gsm) 50 mm long 8mm outer diameter M-6 dash fasteners, 6 mm diameter fully threaded hanger rod up to 1000 mm length and L-shape level adjuster of size 85x25x2 mm, spaced at 1200
mm centre
26.27.2 | With 20 mm thick beveled tegular mineral fibre false ceiling tile (NRC 0.7)
Details of cost for 100 sqm ¦ Source: CivilDAR_2019_Vol_2.pdf, page 1034
Code | Description | Unit | Quantity | Rate (Rs.) | Amount (Rs.) | Note
8554 | Mineral fibre beveled tegular edged ceiling tiles 595x595mm, 20 mm thick | sqm | 105 | 1040
8555 | G.I. main runner 15X32mm of 3000 mm length, 0.33mm thick | each | 29.5 | 185
8556 | G.I. cross Tee 15X32mm of 1200mm length 0.33mm thick | each | 147 | 78
8587 | G.I. cross Tee 15X32mm of 600mm length, 0.33 mm thick | each | 147 | 35
8591 | Galvanised Steel perimeter wall Angle Size 24 x 24 x 0.40 mm (3.00 metre long) | each | 13.5 | 65
8558 | Galvanised Iron hanger rod 6mm dia fully threaded upto 1000mm length | each | 72 | 26
8619 | Galavanised MS L-shape level adjuster of size 85x25x2 mm | each | 72 | 15
8596 | Galavanised MS 8 mm outer diameter 50mm long | each | 72 | 32
8211 | 40 mm long S.S screws with plastic rawl plugs | 100 nos | 1 | 215
9999 | Sundries i.e. scaffolding etc | L.S. | 187.95 | 2
9977 | Carriage of material etc. | L.S. | 89.35 | 2
0111 | Carpenter 1st class | day | 28 | 738
0114 | Beldar | day | 23 | 558
Calculated W - SUM of the Amount column above
W as printed in the DAR |  |  |  |  | 171669.6
Difference (calculated - printed)
SAY (Rs.) - final DAR rate as printed (fixed value, not computed) |  |  |  |  | 2296.85
26.27 | Providing and fixing mineral fibre false ceiling tiles at all heights of size 595X595mm of approved texture, design and pattern. The tiles should have Humidity Resistance (RH) of 99%, Light Reflection > 85%, Thermal Conductivity k = 0.052 - 0.057 w/m K, Fire Performance as per (BS 476 pt - 6 &7)in true horizontal level suspended on interlocking T-Grid of hot dipped all round galvanized iron section of 0.33 mm thick (galvanized @120 gsm) comprising of main T runners of 15x32 mm of length 3000 mm, cross T of size 15x32mm of length 1200 mm and secondary intermediate cross T of size 15x32 mm of length 600 mm to form grid module of size 600x600 mm suspended from ceiling using galvanized mild steel item (galvanised@80gsm) 50 mm long 8mm outer diameter M-6 dash fasteners, 6 mm diameter fully threaded hanger rod up to 1000 mm length and L-shape level adjuster of size 85x25x2 mm, spaced at 1200
mm centre
26.27.3 | With 16 mm thick beveled tegular mineral fibre Anti-microbial false ceiling tile confirming to ISO 5 (class 100 ) specifications
Details of cost for 100 sqm ¦ Source: CivilDAR_2019_Vol_2.pdf, page 1035
Code | Description | Unit | Quantity | Rate (Rs.) | Amount (Rs.) | Note
8553 | Mineral fibre beveled tegular edged ceiling tiles 595x595 mm, 16 mm thick with bioblock, confirming to ISO 5 (class 100) specifications | sqm | 105 | 920
8555 | G.I. main runner 15X32mm of 3000 mm l ength, 0.33mm thick | each | 29.5 | 185
8556 | G.I. cross Tee 15X32mm of 1200mm length 0.33mm thick | each | 147 | 78
8557 | G.I. cross Tee 15X32mm of 600mm length,0.33 mm thick | each | 147 | 35
8591 | Galvanised Steel perimeter wall Angle Size 24 x 24 x 0.40 mm (3.00 metre long) | each | 13.5 | 65
8558 | Galvanised Iron hanger rod 6mm dia fully threaded upto 1000mm length | each | 72 | 26
8619 | Galavanised MS L-shape level adjuster of size 85x25x2 mm | each | 72 | 15
8596 | Galavanised MS 8 mm outer diameter M-6 dash fastener 50mm long | each | 72 | 32
8211 | 40 mm long S.S screws with plastic rawl plugs | 100 nos | 1 | 215
9999 | Sundries i.e. scaffolding etc | L.S. | 187.95 | 2
9977 | Carriage of material etc. | L.S. | 89.35 | 2
0111 | Carpenter 1st class | day | 28 | 738
0114 | Beldar | day | 23 | 558
Calculated W - SUM of the Amount column above
W as printed in the DAR |  |  |  |  | 159069.6
Difference (calculated - printed)
SAY (Rs.) - final DAR rate as printed (fixed value, not computed) |  |  |  |  | 2128.25
26.28 | Chipping of unsound/weak concrete material from slabs, beams, columns etc. with manual Chisel and/ or by standard power driven percussion type or of approved make including tapering of all edges, making square shoulders of cavities including cleaning the exposed concrete surface and reinforcement with wire brushes etc. and disposal of debris for all lead and lifts all complete as per direction of Engineer-In-Charge
26.28.1 | 75mm average thickness
Details of cost for 1 sqm ¦ Source: CivilDAR_2019_Vol_2.pdf, page 1036
Code | Description | Unit | Quantity | Rate (Rs.) | Amount (Rs.) | Note
9999 | Hire charges for HILTY-TE 504 Pneumatic Chisel | L.S. | 5.6 | 2
0157 | Machine Operator | day | 0.2 | 738
0114 | Beldar | day | 0.1 | 558
Calculated W - SUM of the Amount column above
W as printed in the DAR |  |  |  |  | 214.6
Difference (calculated - printed)
SAY (Rs.) - final DAR rate as printed (fixed value, not computed) |  |  |  |  | 287.1
26.28 | Chipping of unsound/weak concrete material from slabs, beams, columns etc. with manual Chisel and/ or by standard power driven percussion type or of approved make including tapering of all edges, making square shoulders of cavities including cleaning the exposed concrete surface and reinforcement with wire brushes etc. and disposal of debris for all lead and lifts all complete as per direction of Engineer-In-Charge
26.28.2 | 50mm average thickness
Details of cost for 1 sqm ¦ Source: CivilDAR_2019_Vol_2.pdf, page 1036
Code | Description | Unit | Quantity | Rate (Rs.) | Amount (Rs.) | Note
9999 | Hire charges for HILTY-TE 504 Pneumatic Chisel | L.S. | 3.74 | 2
0157 | Machine Operator | day | 0.134 | 738
0114 | Beldar | day | 0.07 | 558
Calculated W - SUM of the Amount column above
W as printed in the DAR |  |  |  |  | 145.43
Difference (calculated - printed)
SAY (Rs.) - final DAR rate as printed (fixed value, not computed) |  |  |  |  | 194.6
26.28 | Chipping of unsound/weak concrete material from slabs, beams, columns etc. with manual Chisel and/ or by standard power driven percussion type or of approved make including tapering of all edges, making square shoulders of cavities including cleaning the exposed concrete surface and reinforcement with wire brushes etc. and disposal of debris for all lead and lifts all complete as per direction of Engineer-In-Charge
26.28.3 | 25 mm average thickness
Details of cost for 1 sqm ¦ Source: CivilDAR_2019_Vol_2.pdf, page 1037
Code | Description | Unit | Quantity | Rate (Rs.) | Amount (Rs.) | Note
9999 | Hire charges for HILTY-TE 504 Pneumatic Chisel | L.S. | 1.87 | 2
0157 | Machine Operator | day | 0.07 | 738
0114 | Beldar | day | 0.03 | 558
Calculated W - SUM of the Amount column above
W as printed in the DAR |  |  |  |  | 72.14
Difference (calculated - printed)
SAY (Rs.) - final DAR rate as printed (fixed value, not computed) |  |  |  |  | 96.5
26.29 | Cleaning of reinforcement from rust from the reinforcing bars to give it a total rust free steel surface by using alkaline chemical rust remover of approved make with paint brush and removing loose particles after 24 hours of its application with wire brush and thoroughly washing with water and allowing it to dry, all complete as per direction of Engineer-In-Charge.
26.29.1 | Bars upto 12 mm diameter
Details of cost for 3 sqm ¦ Source: CivilDAR_2019_Vol_2.pdf, page 1037
Code | Description | Unit | Quantity | Rate (Rs.) | Amount (Rs.) | Note
7911 | Chemical Rust Remover | litre | 1 | 210
0131 | Painter | day | 0.162 | 679
0115 | Coolie | day | 0.162 | 558
9999 | Putty, brush, sand paper | L.S. | 3.162 | 2
9999 | Sundries | L.S. | 1.98 | 2
Calculated W - SUM of the Amount column above
W as printed in the DAR |  |  |  |  | 420.68
Difference (calculated - printed)
SAY (Rs.) - final DAR rate as printed (fixed value, not computed) |  |  |  |  | 5.9
26.29 | Cleaning of reinforcement from rust from the reinforcing bars to give it a total rust free steel surface by using alkaline chemical rust remover of approved make with paint brush and removing loose particles after 24 hours of its application with wire brush and thoroughly washing with water and allowing it to dry, all complete as per direction of Engineer-In-Charge.
26.29.2 | Bars above 12 mm diameter
Details of cost for 3 sqm ¦ Source: CivilDAR_2019_Vol_2.pdf, page 1038
Code | Description | Unit | Quantity | Rate (Rs.) | Amount (Rs.) | Note
7911 | Chemical Rust Remover | litre | 1 | 210
0131 | Painter | day | 0.162 | 679
0115 | Coolie | day | 0.162 | 558
9999 | Putty, brush, sand paper | L.S. | 3.162 | 2
9999 | Sundries | L.S. | 1.98 | 2
Calculated W - SUM of the Amount column above
W as printed in the DAR |  |  |  |  | 420.68
Difference (calculated - printed)
SAY (Rs.) - final DAR rate as printed (fixed value, not computed) |  |  |  |  | 11.8
26.30 | Drilling suitable holes in reinforced or plain cement concrete with power driven drill machine to a minimum depth of 100mm upto 200mm in RCC beams, lintels, columns and slabs to introduce steel bars for sunshades/balconies including fixing the steel bars in position using epoxy resin anchor grout of approved make but excluding the cost of reinforcement, all complete as per direction of Engineer-In-Charge.
26.30.1 | Upto and including 12mm dia.
Details of cost for 10 holes ¦ Source: CivilDAR_2019_Vol_2.pdf, page 1039
Code | Description | Unit | Quantity | Rate (Rs.) | Amount (Rs.) | Note
7913 | Epoxy | kg | 0.2 | 585
0088 | Hire charges of Drill machine upto 30 mm dia | day | 0.5 | 160
0116 | Fitter (grade 1) | day | 0.5 | 738
0114 | Beldar | day | 0.5 | 558
Calculated W - SUM of the Amount column above
W as printed in the DAR |  |  |  |  | 845
Difference (calculated - printed)
SAY (Rs.) - final DAR rate as printed (fixed value, not computed) |  |  |  |  | 113.05
26.31 | Providing, mixing and applying bonding coat of approved adhesive on chipped portion of RCC as per specifications and direction of Engineer-In-charge complete in all respect.
26.31.1 | SBR Polymer (@10% of cement weight) modified cementitious bond coat @ 2.2 kg cement per sqm of surface area mixed with specified proportion of approved polymer
Details of cost for 10 sqm ¦ Source: CivilDAR_2019_Vol_2.pdf, page 1039
Code | Description | Unit | Quantity | Rate (Rs.) | Amount (Rs.) | Note
0367 | Portland Cement (OPC-43 grade) | tonne | 0.022 | 4940
7914 | SBR Polymer | kg | 2.2 | 190
0155 | Mason (average) | day | 0.27 | 709
0115 | Coolie | day | 0.27 | 558
9999 | Scaffolding and sundries (8.06/2=4.03) | L.S. | 4.03 | 2
Calculated W - SUM of the Amount column above
W as printed in the DAR |  |  |  |  | 876.83
Difference (calculated - printed)
SAY (Rs.) - final DAR rate as printed (fixed value, not computed) |  |  |  |  | 117.3
26.31 | Providing, mixing and applying bonding coat of approved adhesive on chipped portion of RCC as per specifications and direction of Engineer-In-charge complete in all respect.
26.31.2 | Epoxy bonding adhesive having coverage 2.20 sqm/kg of approved make
Details of cost for 2.2 sqm ¦ Source: CivilDAR_2019_Vol_2.pdf, page 1040
Code | Description | Unit | Quantity | Rate (Rs.) | Amount (Rs.) | Note
7913 | Epoxy | kg | 1 | 585
9999 | Application charge for applying bonding coat of Epoxy | L.S. | 18.5 | 2
9999 | Cost of brushes etc. | L.S. | 8.4 | 2
Calculated W - SUM of the Amount column above
W as printed in the DAR |  |  |  |  | 638.8
Difference (calculated - printed)
SAY (Rs.) - final DAR rate as printed (fixed value, not computed) |  |  |  |  | 388.5
26.32 | Providing, mixing and applying SBR polymer (of approved make) modified Cement mortar in proportion of 1:4 (1 cement: 4 graded coarse sand with polymer minimum 2% by wt. of cement used) as per specifications and directions of Engineer-in-charge. Note: Measurement and payment: The pre-measurement of thickness shall be done just after the surface preparation is completed and Payment under this item shall be made only after proper wet curing has been done and surface has been satisfactorily evaluated by sounding / tapping with a blunt metal instrument and/or the 75mm size cube crushing strength at the end of 28 days to be not less than 30 N/Sqmm2).
26.32.1 | 12 mm average thickness.
Details of cost for 10 sqm ¦ Source: CivilDAR_2019_Vol_2.pdf, page 1040
Code | Description | Unit | Quantity | Rate (Rs.) | Amount (Rs.) | Note
3.9 | Rate as per item 3.9 - Cement mortar 1:4 (1 cement : 4 coarse sand) | cum | 0.144 | 4010.35
7914 | SBR Polymer | kg | 1.1 | 190
0155 | Mason (average) | day | 0.67 | 709
0115 | Coolie | day | 0.75 | 558
0101 | Bhisti | day | 0.92 | 617
9999 | Scaffolding and sundries | L.S. | 12.61 | 2
Calculated W - SUM of the Amount column above
W as printed in the DAR |  |  |  |  | 2272.88
Difference (calculated - printed)
SAY (Rs.) - final DAR rate as printed (fixed value, not computed) |  |  |  |  | 304.1
26.32 | Providing, mixing and applying SBR polymer (of approved make) modified Cement mortar in proportion of 1:4 (1 cement: 4 graded coarse sand with polymer minimum 2% by wt. of cement used) as per specifications and directions of Engineer-in-charge. Note: Measurement and payment: The pre-measurement of thickness shall be done just after the surface preparation is completed and Payment under this item shall be made only after proper wet curing has been done and surface has been satisfactorily evaluated by sounding / tapping with a blunt metal instrument and/or the 75mm size cube crushing strength at the end of 28 days to be not less than 30 N/Sqmm2).
26.32.2 | 25 mm average thickness in 2 layers.
Details of cost for 10 sqm ¦ Source: CivilDAR_2019_Vol_2.pdf, page 1041
Code | Description | Unit | Quantity | Rate (Rs.) | Amount (Rs.) | Note
3.9 | Rate as per item 3.9 - Cement mortar 1:4 (1 cement : 4 coarse sand) | cum | 0.3 | 4010.35
7914 | SBR Polymer | kg | 2.28 | 190
0155 | Mason (average) | day | 0.94 | 709
0115 | Coolie | day | 1.02 | 558
0101 | Bhisti | day | 1.01 | 617
9999 | Scaffolding and sundries | L.S. | 12.61 | 2
Calculated W - SUM of the Amount column above
W as printed in the DAR |  |  |  |  | 3520.32
Difference (calculated - printed)
SAY (Rs.) - final DAR rate as printed (fixed value, not computed) |  |  |  |  | 471
26.32 | Providing, mixing and applying SBR polymer (of approved make) modified Cement mortar in proportion of 1:4 (1 cement: 4 graded coarse sand with polymer minimum 2% by wt. of cement used) as per specifications and directions of Engineer-in-charge. Note: Measurement and payment: The pre-measurement of thickness shall be done just after the surface preparation is completed and Payment under this item shall be made only after proper wet curing has been done and surface has been satisfactorily evaluated by sounding / tapping with a blunt metal instrument and/or the 75mm size cube crushing strength at the end of 28 days to be not less than 30 N/Sqmm2).
26.32.3 | 50 mm average thickness in 3 layers.
Details of cost for 10 sqm ¦ Source: CivilDAR_2019_Vol_2.pdf, page 1041
Code | Description | Unit | Quantity | Rate (Rs.) | Amount (Rs.) | Note
3.9 | Rate as per item 3.9 - Cement mortar 1:4 (1 cement : 4 coarse sand) | cum | 0.6 | 4010.35
7914 | SBR Polymer | kg | 4.56 | 190
0155 | Mason (average) | day | 1.88 | 709
0115 | Coolie | day | 2.04 | 558
0101 | Bhisti | day | 2.02 | 617
9999 | Scaffolding and sundries | L.S. | 25.22 | 2
Calculated W - SUM of the Amount column above
W as printed in the DAR |  |  |  |  | 7040.63
Difference (calculated - printed)
SAY (Rs.) - final DAR rate as printed (fixed value, not computed) |  |  |  |  | 942
26.33 | Providing, mixing and applying SBR polymer (of approved make @ minimum 2% by wt. of cement used) modified plain/reinforced cement concrete for structural members having minimum characteristic compressive strength [with ordinary portland cement, coarse sand and graded stone aggregate of 10mm maximum size in proportion as per design criteria] with specified average thickness. Note: Rates shall be for finished surface area of concrete and shall include the cost of labour, concrete and appropriate approved Super-Plasticiser for rendering concrete as flowable and SBR polymer but shall exclude cost of reinforcement, bond coat, Shear Keys, centering and shuttering, strutting, propping etc (Payment under this item shall be made only after proper wet curing has been done and surface has been satisfactorily evaluated by sounding/tapping with a blunt metal instrument)
26.33.1 | 50mm thick in Grade M 25 with cement content not less than 330 kg per cum
Details of cost for 10 sqm ¦ Source: CivilDAR_2019_Vol_2.pdf, page 1042
Code | Description | Unit | Quantity | Rate (Rs.) | Amount (Rs.) | Note
5.33.2 | Rate as per item 5.33.2 - Providing and laying in position machine batched and machine mixed design mix M-25 grade cement concrete fo... | cum | 0.5 | 9400.85
0009 | Pumping charges of concrete including Hire charges of pump, piping work & accessories etc. | cum | -0.5 | 210
7914 | SBR Polymer | kg | 3.3 | 190
Calculated W - SUM of the Amount column above
W as printed in the DAR |  |  |  |  | 5222.43
Difference (calculated - printed)
SAY (Rs.) - final DAR rate as printed (fixed value, not computed) |  |  |  |  | 539.9
26.33 | Providing, mixing and applying SBR polymer (of approved make @ minimum 2% by wt. of cement used) modified plain/reinforced cement concrete for structural members having minimum characteristic compressive strength [with ordinary portland cement, coarse sand and graded stone aggregate of 10mm maximum size in proportion as per design criteria] with specified average thickness. Note: Rates shall be for finished surface area of concrete and shall include the cost of labour, concrete and appropriate approved Super-Plasticiser for rendering concrete as flowable and SBR polymer but shall exclude cost of reinforcement, bond coat, Shear Keys, centering and shuttering, strutting, propping etc (Payment under this item shall be made only after proper wet curing has been done and surface has been satisfactorily evaluated by sounding/tapping with a blunt metal instrument)
26.33.2 | 75mm thick in Grade M 25 with cement content not less than 330 kg per cum
Details of cost for 10 sqm ¦ Source: CivilDAR_2019_Vol_2.pdf, page 1043
Code | Description | Unit | Quantity | Rate (Rs.) | Amount (Rs.) | Note
5.33.2 | Rate as per item 5.33.2 - Providing and laying in position machine batched and machine mixed design mix M-25 grade cement concrete fo... | cum | 0.75 | 9400.85
0009 | Pumping charges of concrete including Hire charges of pump, piping work & accessories etc. | cum | -0.75 | 210
7914 | SBR Polymer | kg | 4.95 | 190
Calculated W - SUM of the Amount column above
W as printed in the DAR |  |  |  |  | 7833.64
Difference (calculated - printed)
SAY (Rs.) - final DAR rate as printed (fixed value, not computed) |  |  |  |  | 809.8
26.34 | Providing and laying SBR Polymer modified (of approved make @ minimum 2% by wt. of cement used) plain/reinforced concrete jacket for the structural members e.g. columns, pillars, piers, beams etc with concrete having the specified minimum characteristic compressive strength [with ordinary portland cement, coarse sand and graded stone aggregate of 10mm maximum size in proportion as per design criteria] with specified average thickness all-round existing core of RCC member. Note: Rates shall be for finished surface area of concrete and shall include the cost of making holes in existing RCC slab, if required, for pouring concrete in shuttering mould of jacket and appropriate approved Super-Plasticiser for rendering concrete as flowable self compacting and SBR polymer but shall exclude cost of reinforcement, bond coat, Shear Keys, centering and shuttering, strutting, propping etc (Payment
under this item shall be made only after proper
26.34.1 | 50mm thick in Grade M 25 with cement content not less than 330 kg per cum
Details of cost for 10 sqm ¦ Source: CivilDAR_2019_Vol_2.pdf, page 1043
Code | Description | Unit | Quantity | Rate (Rs.) | Amount (Rs.) | Note
5.33.2 | Rate as per item 5.33.2 - Providing and laying in position machine batched and machine mixed design mix M-25 grade cement concrete fo... | cum | 0.5 | 9400.85
0009 | Pumping charges of concrete including Hire charges of pump, piping work & accessories etc. | cum | -0.5 | 210
7914 | SBR Polymer | kg | 3.3 | 190
Calculated W - SUM of the Amount column above
W as printed in the DAR |  |  |  |  | 5222.43
Difference (calculated - printed)
SAY (Rs.) - final DAR rate as printed (fixed value, not computed) |  |  |  |  | 539.9
26.34 | Providing and laying SBR Polymer modified (of approved make @ minimum 2% by wt. of cement used) plain/reinforced concrete jacket for the structural members e.g. columns, pillars, piers, beams etc with concrete having the specified minimum characteristic compressive strength [with ordinary portland cement, coarse sand and graded stone aggregate of 10mm maximum size in proportion as per design criteria] with specified average thickness all-round existing core of RCC member. Note: Rates shall be for finished surface area of concrete and shall include the cost of making holes in existing RCC slab, if required, for pouring concrete in shuttering mould of jacket and appropriate approved Super-Plasticiser for rendering concrete as flowable self compacting and SBR polymer but shall exclude cost of reinforcement, bond coat, Shear Keys, centering and shuttering, strutting, propping etc (Payment
under this item shall be made only after proper
26.34.2 | 75mm thick in Grade M 25 with cement content not less than 330 kg per cum
Details of cost for 10 sqm ¦ Source: CivilDAR_2019_Vol_2.pdf, page 1044
Code | Description | Unit | Quantity | Rate (Rs.) | Amount (Rs.) | Note
5.33.2 | Rate as per item 5.33.2 - Providing and laying in position machine batched and machine mixed design mix M-25 grade cement concrete fo... | cum | 0.75 | 9400.85
0009 | Pumping charges of concrete including Hire charges of pump, piping work & accessories etc. | cum | -0.75 | 210
7914 | SBR Polymer @2% of cement 247.50 kg = 247.50X2% = 4.95 kg | kg | 4.95 | 190
Calculated W - SUM of the Amount column above
W as printed in the DAR |  |  |  |  | 7833.64
Difference (calculated - printed)
SAY (Rs.) - final DAR rate as printed (fixed value, not computed) |  |  |  |  | 809.8
26.34 | Providing and laying SBR Polymer modified (of approved make @ minimum 2% by wt. of cement used) plain/reinforced concrete jacket for the structural members e.g. columns, pillars, piers, beams etc with concrete having the specified minimum characteristic compressive strength [with ordinary portland cement, coarse sand and graded stone aggregate of 10mm maximum size in proportion as per design criteria] with specified average thickness all-round existing core of RCC member. Note: Rates shall be for finished surface area of concrete and shall include the cost of making holes in existing RCC slab, if required, for pouring concrete in shuttering mould of jacket and appropriate approved Super-Plasticiser for rendering concrete as flowable self compacting and SBR polymer but shall exclude cost of reinforcement, bond coat, Shear Keys, centering and shuttering, strutting, propping etc (Payment
under this item shall be made only after proper
26.34.3 | 100mm thick in Grade M 25 with cement content not less than 330 kg per cum
Details of cost for 10 sqm ¦ Source: CivilDAR_2019_Vol_2.pdf, page 1044
Code | Description | Unit | Quantity | Rate (Rs.) | Amount (Rs.) | Note
5.33.2 | Rate as per item 5.33.2 - Providing and laying in position machine batched and machine mixed design mix M-25 grade cement concrete fo... | cum | 1 | 9400.85
0009 | Pumping charges of concrete including Hire charges of pump, piping work & accessories etc. | cum | -1 | 210
7914 | SBR Polymer @2% of cement 330 kg = 330X2% = 6.6 kg | kg | 6.6 | 190
Calculated W - SUM of the Amount column above
W as printed in the DAR |  |  |  |  | 10444.85
Difference (calculated - printed)
SAY (Rs.) - final DAR rate as printed (fixed value, not computed) |  |  |  |  | 1079.75
26.35 | Providing and injecting approved grout in proportion recommended by the manufacturer into cracks/honey-comb area of concrete/masonry by suitable gun/ pump at required pressure including cutting of nipples after curing etc. complete as per directions of Engineer-in-Charge. (The payment shall be made on the basis of actual weight of approved grout injected.)
26.35.1 | Stirrer mixed Acrylic Polymer of approved make @ 2% of weight of cement used) modified Cement slurry made with non shrink compound in concrete/RCC work
Details of cost for 100 kg ¦ Source: CivilDAR_2019_Vol_2.pdf, page 1045
Code | Description | Unit | Quantity | Rate (Rs.) | Amount (Rs.) | Note
7927 | Acrylic Polymer chemical for cracks | kg | 2 | 31
0367 | Portland Cement (OPC-43 grade) | tonne | 0.1 | 4940
9977 | Carriage of materials | L.S. | 1 | 2
9999 | Injecting charges of Stirrer mixed polymer grout Gun, rubber, pipe and other accessories hire charges of plant, machinery including necessary fuel and transportation of site | L.S. | 2250 | 2
0122 | Foreman | day | 1 | 738
0157 | Nozzleman | day | 1 | 738
0157 | Pump Operator | day | 1 | 738
Calculated W - SUM of the Amount column above
W as printed in the DAR |  |  |  |  | 7272
Difference (calculated - printed)
SAY (Rs.) - final DAR rate as printed (fixed value, not computed) |  |  |  |  | 97.3
26.35 | Providing and injecting approved grout in proportion recommended by the manufacturer into cracks/honey-comb area of concrete/masonry by suitable gun/ pump at required pressure including cutting of nipples after curing etc. complete as per directions of Engineer-in-Charge. (The payment shall be made on the basis of actual weight of approved grout injected.)
26.35.2 | Stirrer mixed SBR Polymer (of approved make) modified Cement slurry made with Shrinkage Compensating Cement in concrete/RCC work.
Details of cost for 100 kg ¦ Source: CivilDAR_2019_Vol_2.pdf, page 1046
Code | Description | Unit | Quantity | Rate (Rs.) | Amount (Rs.) | Note
7914 | SBR Polymer for crack | kg | 2 | 190
0367 | Portland Cement (OPC-43 grade) | tonne | 0.1 | 4940
9977 | Carriage of materials | L.S. | 1 | 2
9999 | Injecting charges of Stirrer mixed polymer grout Gun, rubber, pipe and other accessories hire charges of plant, machinery including necessary fuel and transportation of site Rs 4000/- per day including plant shall be used of doing approximate v Hence cost per sqm (4000/ 50 = 80) | L.S. | 2250 | 2
0122 | Foreman | day | 1 | 738
0157 | Nozzle Operator | day | 1 | 738
0157 | Pump Operator | day | 1 | 738
Calculated W - SUM of the Amount column above
W as printed in the DAR |  |  |  |  | 7590
Difference (calculated - printed)
SAY (Rs.) - final DAR rate as printed (fixed value, not computed) |  |  |  |  | 101.55
26.35 | Providing and injecting approved grout in proportion recommended by the manufacturer into cracks/honey-comb area of concrete/masonry by suitable gun/ pump at required pressure including cutting of nipples after curing etc. complete as per directions of Engineer-in-Charge. (The payment shall be made on the basis of actual weight of approved grout injected.)
26.35.3 | Epoxy injection grout in concrete/RCC work of approved make
Details of cost for 10 kg ¦ Source: CivilDAR_2019_Vol_2.pdf, page 1046
Code | Description | Unit | Quantity | Rate (Rs.) | Amount (Rs.) | Note
7913 | Epoxy | kg | 10 | 585
0092 | Hire charges of Plant and machinery, it can inject - 350kg/day | day | 0.03 | 200
0114 | Beldar | day | 0.06 | 558
0157 | Nozzle Operator | day | 0.03 | 738
9999 | Sundries (gloves gogles etc.) | L.S. | 5 | 2
Calculated W - SUM of the Amount column above
W as printed in the DAR |  |  |  |  | 5921.62
Difference (calculated - printed)
SAY (Rs.) - final DAR rate as printed (fixed value, not computed) |  |  |  |  | 792.3
26.36 | Providing, erecting, maintaining and removing temporary protective screens made out of specified fabric with all necessary fixing arrangement to ensure that it remains in position for the work duration as required by the Engineer-in-charge.
26.36.1 | Wooven PVC cloth
Details of cost for 10 sqm ¦ Source: CivilDAR_2019_Vol_2.pdf, page 1047
Code | Description | Unit | Quantity | Rate (Rs.) | Amount (Rs.) | Note
7915 | Wooven PVC cloth | sqm | 10 | 25
9999 | Fixing double scaffolding outside | L.S. | 11 | 2
| For fixing and removal after complete of work |  |  |  | 68 | Percentage add-on; amount as printed
Calculated W - SUM of the Amount column above
W as printed in the DAR |  |  |  |  | 340
Difference (calculated - printed)
SAY (Rs.) - final DAR rate as printed (fixed value, not computed) |  |  |  |  | 45.5
26.37 | Cleaning of exposed concrete surface of sticking material including loose and foreign material by sand blasting with coarse sand followed by and including cleaning with oil free air blast as per direction of Engineer in charge.
Details of cost for 10 sqm ¦ Source: CivilDAR_2019_Vol_2.pdf, page 1047
Code | Description | Unit | Quantity | Rate (Rs.) | Amount (Rs.) | Note
0089 | Hire charges of sand blasting equipment (14 sqm per day) | day | 0.7 | 160
0090 | Hire charges of compressor | day | 0.7 | 420
0982 | Coarse sand (zone III) | cum | 1 | 1350
0114 | Beldar | day | 0.7 | 558
9999 | Sundries | L.S. | 10 | 2
Calculated W - SUM of the Amount column above
W as printed in the DAR |  |  |  |  | 2166.6
Difference (calculated - printed)
SAY (Rs.) - final DAR rate as printed (fixed value, not computed) |  |  |  |  | 289.9
26.38 | Shotcreting R.C.C. columns, beams and slabs etc. in layers with approved design mix concrete having the specified minimum characteristic compressive strength [with ordinary portland cement, coarse sand and graded stone aggregate of 10 mm maximum size in proportion as per design criteria] including the cost of centering and shuttering at edges and corners etc. as directed by Engineer- in- Charge Note: Rates shall include the providing necessary ground wires etc. The levelling gauges, if used, shall be paid for separately. Payment under this item shall be made only after proper wet curing has been done and surface has been satisfactorily evaluated by sounding/tapping with a blunt metal instrument.
26.38.1 | 25mm thick in Grade M 25 with cement content not less than 330 kg per cum
Details of cost for 10 sqm ¦ Source: CivilDAR_2019_Vol_2.pdf, page 1048
Code | Description | Unit | Quantity | Rate (Rs.) | Amount (Rs.) | Note
5.33.2 | Rate as per item 5.33.2 - Providing and laying in position machine batched and machine mixed design mix M-25 grade cement concrete fo... | cum | 0.3125 | 9400.85
0086 | Compressor, gun, rubber pipes & other accessories- hire charge of plant & machinery i/c necessary fuel | day | 0.25 | 4000
0157 | Operator (Pile/ Special machine) | day | 0.4 | 738
0154 | Nozzel man/ gun man | day | 0.4 | 738
0124 | Mason (brick layer) 2nd class | day | 0.4 | 679
0161 | Helper (Technician) | day | 0.8 | 558
0101 | Bhisti | day | 0.4 | 617
Calculated W - SUM of the Amount column above
W as printed in the DAR |  |  |  |  | 5492.97
Difference (calculated - printed)
SAY (Rs.) - final DAR rate as printed (fixed value, not computed) |  |  |  |  | 635.65
26.38 | Shotcreting R.C.C. columns, beams and slabs etc. in layers with approved design mix concrete having the specified minimum characteristic compressive strength [with ordinary portland cement, coarse sand and graded stone aggregate of 10 mm maximum size in proportion as per design criteria] including the cost of centering and shuttering at edges and corners etc. as directed by Engineer- in- Charge Note: Rates shall include the providing necessary ground wires etc. The levelling gauges, if used, shall be paid for separately. Payment under this item shall be made only after proper wet curing has been done and surface has been satisfactorily evaluated by sounding/tapping with a blunt metal instrument.
26.38.2 | 50mm thick in Grade M 25 with cement content not less than 330 kg per cum
Details of cost for 10 sqm ¦ Source: CivilDAR_2019_Vol_2.pdf, page 1048
Code | Description | Unit | Quantity | Rate (Rs.) | Amount (Rs.) | Note
5.33.2 | Rate as per item 5.33.2 - Providing and laying in position machine batched and machine mixed design mix M-25 grade cement concrete fo... | cum | 0.625 | 9400.85
0086 | Compressor, gun, rubber pipes & other accessories- hire charge of plant & machinery i/c necessary fuel | day | 0.4 | 4000
0157 | Operator (Pile/ Special machine) | day | 0.4 | 738
0154 | Nozzel man/ gun man | day | 0.4 | 738
0124 | Mason (brick layer) 2nd class | day | 0.4 | 679
0161 | Helper (Technician) | day | 0.8 | 558
0101 | Bhisti | day | 0.4 | 617
Calculated W - SUM of the Amount column above
W as printed in the DAR |  |  |  |  | 9030.73
Difference (calculated - printed)
SAY (Rs.) - final DAR rate as printed (fixed value, not computed) |  |  |  |  | 1009.7
26.38 | Shotcreting R.C.C. columns, beams and slabs etc. in layers with approved design mix concrete having the specified minimum characteristic compressive strength [with ordinary portland cement, coarse sand and graded stone aggregate of 10 mm maximum size in proportion as per design criteria] including the cost of centering and shuttering at edges and corners etc. as directed by Engineer- in- Charge Note: Rates shall include the providing necessary ground wires etc. The levelling gauges, if used, shall be paid for separately. Payment under this item shall be made only after proper wet curing has been done and surface has been satisfactorily evaluated by sounding/tapping with a blunt metal instrument.
26.38.3 | 75mm thick in Grade M 25 with cement content not less than 330 kg per cum
Details of cost for 10 sqm ¦ Source: CivilDAR_2019_Vol_2.pdf, page 1049
Code | Description | Unit | Quantity | Rate (Rs.) | Amount (Rs.) | Note
5.33.2 | Rate as per item 5.33.2 - Providing and laying in position machine batched and machine mixed design mix M-25 grade cement concrete fo... | cum | 0.9375 | 9400.85
0086 | Compressor, gun, rubber pipes & other accessories- hire charge of plant & machinery i/c necessary fuel | day | 0.665 | 4000
0157 | Operator (Pile/ Special machine) | day | 0.4 | 738
0154 | Nozzel man/ gun man | day | 0.4 | 738
0124 | Mason (brick layer) 2nd class | day | 0.4 | 679
0161 | Helper (Technician) | day | 0.8 | 558
0101 | Bhisti | day | 0.4 | 617
Calculated W - SUM of the Amount column above
W as printed in the DAR |  |  |  |  | 13028.5
Difference (calculated - printed)
SAY (Rs.) - final DAR rate as printed (fixed value, not computed) |  |  |  |  | 1445.3
26.39 | Providing and inserting 12mm dia galvanised steel injection nipple in honey comb area and along crack line including drilling of holes of required diametre (20mm to 30mm) up to depth from 30mm to 80mm at required spacing and making the hole & crack dust free by blowing compressed air, sealing the distance between injection nipple with adhesive chemical of approved make and allow it to cure complete as per direction of Engineer-In-Charge.
Details of cost for 20 nos ¦ Source: CivilDAR_2019_Vol_2.pdf, page 1050
Code | Description | Unit | Quantity | Rate (Rs.) | Amount (Rs.) | Note
7921 | Adhesive chemical | ml | 188 | 2
7922 | Bit of drilling machine for Hole upto 30mm dia | each | 1 | 500
7923 | GI injection nipple 12mm dia, 75mm long | each | 20 | 42
7924 | Blowing compressed air for cleaning holes upto 30mm dia | each | 20 | 10
0155 | Mason (average) | day | 0.5 | 709
0115 | Coolie | day | 0.5 | 558
0101 | Bhisti | day | 0.5 | 617
Calculated W - SUM of the Amount column above
W as printed in the DAR |  |  |  |  | 2858
Difference (calculated - printed)
SAY (Rs.) - final DAR rate as printed (fixed value, not computed) |  |  |  |  | 191.2
26.40 | Providing and fixing hard drawn steel wire fabric of size 75 x25 mm mesh or other suitable size wire mesh to be fixed & firmly anchored to the concrete surface by means of "L" shaped mild steel shear key welded with existing reinforcement including the cost of materials, labour, tool & plants as approved by Engineer-in- charge.
Details of cost for 10 sqm ¦ Source: CivilDAR_2019_Vol_2.pdf, page 1051
Code | Description | Unit | Quantity | Rate (Rs.) | Amount (Rs.) | Note
7925 | L shaped 100mm long, 10mm dia mild steel shear key | kg | 1.55 | 67
0091 | Welding charges of shear key to existing reinforcement | each | 25 | 5
1021 | Hard drawn steel wire fabric | sqm | 10.5 | 430
9977 | Carriage at site | L.S. | 5.61 | 2
0103 | Blacksmith 2nd class | day | 1 | 679
0114 | Beldar | day | 1 | 558
Calculated W - SUM of the Amount column above
W as printed in the DAR |  |  |  |  | 5992.07
Difference (calculated - printed)
SAY (Rs.) - final DAR rate as printed (fixed value, not computed) |  |  |  |  | 801.7
26.41 | Designing, providing, installing and fixing factory finished custom designed cold form Light Gauge Steel Framed super structure comprising of steel wall panel, trusses, purlins etc manufactured out of minimum 0.75 mm thick steel sheet as per design requirements. The steel sheet shall be galvanized (AZ-150gms Aluminium Zinc Alloy coated steel having minimum yield strength 300-550 Mpa) conforming to AISI specifications and IBC 2009 for cold formed steel framing and construction and also as per IS: 875-1987, ISO 800-1984 and IS:801- 1975. The wind load shall be as per provisions of IS 875 (part -III). LGSFS frame shall be designed as per IS: 801 using commercially available software such as Frame CAD Pro-11.7/ STAAD PRO-V8i/ArchitekV2.5.16/ Revit architecture-2011 or equivalent. Proper usage of Connection Accessories like Heavy Duty Tension Ties, Light Duty Hold-ons, Twist Straps (to
connect truss with wall frames), Strong
Details of cost for 1 kg ¦ Source: CivilDAR_2019_Vol_2.pdf, page 1051
Code | Description | Unit | Quantity | Rate (Rs.) | Amount (Rs.) | Note
8579 | Cold form light gauge Steel C-section of thickness 0.75mm i/c zink coating/ sliting etc. | kg | 1.05 | 130
9977 | Carriage | L.S. | 1.685 | 2
8580 | Scrap value wastage of cold form light gauge steel | kg | -0.05 | 17
0103 | Blacksmith 2nd class | day | 0.01 | 679
0114 | Beldar | day | 0.03 | 558
Calculated W - SUM of the Amount column above
W as printed in the DAR |  |  |  |  | 162.55
Difference (calculated - printed)
SAY (Rs.) - final DAR rate as printed (fixed value, not computed) |  |  |  |  | 217.5
26.42 | Providing and fixing of external wall system on Light gauge steel frame work with . Outer face having 6mm thick heavy duty fiber cement board fixed on 9mm thick heavy duty fiber cement board confirming to IS 14862:2000, category IV type A (High pressure steam cured) as per standard sizes fixed with self-drilling / taping screws / fasteners @ 60cm c/c of approved make. A grove of 2 mm to 3mm shall be maintained and groves shall be sealed with silicon based sealant. The board shall be fixed in a staggered pattern.Screws shall be of counter sunk rib head of 1.60mm to 4 mm thick of 8 to 10 gauge of length varying from 25 to 45 mm and internal face 12.5mm thick gypsum plaster board fixed on 8mm thick fiber cement board confirming to IS 14862:2000 of category III type B (High pressure steam cured) as per standard sizes fixed with self-drilling / taping screws / fasteners @ 60cm c/c of
approved make, proper taping and jointing to be done
Details of cost for 10 sqm ¦ Source: CivilDAR_2019_Vol_2.pdf, page 1053
Code | Description | Unit | Quantity | Rate (Rs.) | Amount (Rs.) | Note
0238 | 6 mm thick heavy duty fiber cement board | sqm | 11 | 470
2636 | GI Screws of gauge 10, length 45 mm for fixing cement fibre board to C section | each | 40 | 3
0240 | 9 mm thick heavy duty fiber cement board | sqm | 11 | 625
2635 | GI Screws of gauge 10, length 25 mm for fixing cement fibre board to C section | each | 40 | 3
A/R-1 | Rate as per item A/R-1 | sqm | 10 | 91.25
0239 | 8mm thick heavy duty fiber cement board | sqm | 11 | 300
2636 | GI Screws of gauge 10, length 45 mm for fixing cement fibre board to C section | each | 40 | 3
7009 | 12.5 mm thick tapered edge gypsum plain borad | sqm | 11 | 155
2635 | GI Screws of gauge 10, length 25 mm for fixing cement fibre board to C section | each | 40 | 3
A/R-2 | Rate as per item A/R-2 | sqm | 10 | 240.55
0112 | Carpenter 2nd class | day | 2 | 679
0114 | Beldar | day | 6 | 558
Calculated W - SUM of the Amount column above
W as printed in the DAR |  |  |  |  | 25554
Difference (calculated - printed)
SAY (Rs.) - final DAR rate as printed (fixed value, not computed) |  |  |  |  | 3418.95
26.43 | Providing and fixing internal wall panels on Light gauge steel frame work with 12.5mm thick gypsum plaster board conforming IS 2095:2011 fixed on 8mm thick fiber cement board conforming to IS 14862:2000 of category III type B (High pressure steam cured) as per standard sizes fixed with self-drilling / taping screws / fasteners @ 60cm c/c of approved make, Screws shall be of counter sunk rib head of 1.60mm to 4 mm thick of 8 to 10 gauge of length varying from 25 to 45 mm. Proper taping and jointing to be done using fiber mesh tape and epoxy and acrylic based jointing compound for seamless finish.(cost of frame work to be paid for separately)
Details of cost for 10 sqm ¦ Source: CivilDAR_2019_Vol_2.pdf, page 1055
Code | Description | Unit | Quantity | Rate (Rs.) | Amount (Rs.) | Note
0239 | 8mm thick heavy duty fiber cement board | sqm | 22 | 300
2635 | GI Screws of gauge 10, length 25 mm for fixing cement fibre board to C section | each | 80 | 3
0241 | 12.5 mm thick Gypsum plaster board | sqm | 22 | 170
2635 | GI Screws of gauge 10, length 25 mm for fixing cement fibre board to C section | each | 80 | 3
A/R-2 | Rate as per item A/R-2 | sqm | 10 | 240.55
0112 | Carpenter 2nd class | day | 1.11 | 679
0114 | Beldar | day | 3.33 | 558
Calculated W - SUM of the Amount column above
W as printed in the DAR |  |  |  |  | 15837.33
Difference (calculated - printed)
SAY (Rs.) - final DAR rate as printed (fixed value, not computed) |  |  |  |  | 2118.95
26.44 | Providing and fixing in all exterior face panels breathable vapour barrier underneath the cement fiber board as per National Building Code 2009 complete as per direction of Engineer-in-charge.
Details of cost for 10 sqm ¦ Source: CivilDAR_2019_Vol_2.pdf, page 1056
Code | Description | Unit | Quantity | Rate (Rs.) | Amount (Rs.) | Note
2637 | Vapour barrier | sqm | 11 | 175
0112 | Carpenter 2nd class | day | 0.22 | 679
0114 | Beldar | day | 0.22 | 558
Calculated W - SUM of the Amount column above
W as printed in the DAR |  |  |  |  | 2197.14
Difference (calculated - printed)
SAY (Rs.) - final DAR rate as printed (fixed value, not computed) |  |  |  |  | 293.95
26.45 | Supplying and installation of moisture resistant/fire resistant 6 mm thick Heavy duty fiber cement board (High pressure steam cured) conforming to IS 14862:2000 of category III type B as per standard sizes fixed with self-drilling / taping screws. Screws shall be of counter sunk rib head of 1.60mm to 4 mm thick of 8 to 10 gauge of length varying from 25 to 45 mm.
Details of cost for 10 sqm ¦ Source: CivilDAR_2019_Vol_2.pdf, page 1056
Code | Description | Unit | Quantity | Rate (Rs.) | Amount (Rs.) | Note
0238 | 6 mm thick heavy duty fiber cement board | sqm | 11 | 470
2635 | GI Screws of gauge 10, length 25 mm for fixing cement fibre board to C section | each | 40 | 3
A/R-1 | Rate as per item A/R-1 | sqm | 10 | 91.25
0112 | Carpenter 2nd class | day | 1.11 | 679
0114 | Beldar | day | 3.33 | 558
Calculated W - SUM of the Amount column above
W as printed in the DAR |  |  |  |  | 8814.33
Difference (calculated - printed)
SAY (Rs.) - final DAR rate as printed (fixed value, not computed) |  |  |  |  | 1179.3
26.46 | Providing and fixing in position, 200 mm thick factory made Expanded Polystyrene Core (EPS Core) wall panels consisting of EPS core sandwiched between two Engineered sheets of welded wire fabric mesh duly finished with shortcrete materials on outer faces. The fabric mesh shall be made of 3 mm dia G.I. wire mesh with 50 mm pitch in both the directions and on both faces of the wall, kept at 120-135 mm gap and connected by the zig zag G.I. wire of 3 mm dia at alternate row by welding (at an angle ranging from 50-70 degree) . The EPS core shall consist of 100 mm thick EPS of density not less than 20 kg/ per cum. Both the outer faces of the panel shall be finished by applying the layer of 50 mm thick cement mortar 1:3 {1 cement: 3 coarse sand (not having more than 40% stone chips of size upto 6 mm)} À with the help of shotcreting/guniting equipment etc at a pressure not less than 1 bar
(100Kn/m2) and both surfaces finished with trowel. Fixing operations of wall panels shall be completed
Details of cost for 3.6 sqm ¦ Source: CivilDAR_2019_Vol_2.pdf, page 1057
Code | Description | Unit | Quantity | Rate (Rs.) | Amount (Rs.) | Note
8013 | Factory made EPS Core wallpanel /roof panel sandwiched between two Engineered welded wire fabric mesh of 3 mm dia G.I. wire mesh,with 50 mm pitch in both the directions, kept at 120- 135 mm gap and interconnected by the zig zag G.I. wire of 3 mm dia at alternate row by welding. | sqm | 3.78 | 1650
9999 | Add for L-shape,U-shape & straight lap mesh | L.S. | 208 | 2
3.8 | Rate as per item 3.8 - Cement mortar 1:3 (1 cement : 3 coarse sand) | cum | 0.36 | 4664.55
9999 | For fixing wall with foundation | L.S. | 312.15 | 2
9999 | For carrying out shotcreting, shoring, leveling, and finishing the surface with trowel. | L.S. | 707.5 | 2
Calculated W - SUM of the Amount column above
W as printed in the DAR |  |  |  |  | 10371.54
Difference (calculated - printed)
SAY (Rs.) - final DAR rate as printed (fixed value, not computed) |  |  |  |  | 3854.6
26.47 | Providing and fixing in position, 230mm thick factory made Expanded Polystyrene Core (EPS Core) roof/floor panels made of 3 mm dia G.I. wire mesh with 50 mm pitch in both the directions and on both faces of panel, kept at 120-135 mm gap and connected by the zig zag G.I. wire of 3 mm dia at alternate row by welding (at an angle ranging from 50-70 degree). The EPS core shall consist of 100 mm thick EPS of density not less than 20kg/ per cum. The bottom side of the panel shall be finished by applying a layer of 60-65 mm thick cement mortar 1: 3 {1 cement: 3 coarse sand (not having more than 40% stone chips of size upto 6 mm)} À with the help of shotcreting equipment etc at a pressure of not less than 1 bar (100Kn/m2) and surface finished with trowel. The top face of the panel shall be provided and finished by applying 70- 75 mm thick layer of cement concrete 1:1.5: 3 (1 cement :1.5 coarse
sand : 3 graded stone aggregate 20 mm nominal size). Fixing operations of roof/floor panels shall be
Details of cost for 3.6 sqm ¦ Source: CivilDAR_2019_Vol_2.pdf, page 1058
Code | Description | Unit | Quantity | Rate (Rs.) | Amount (Rs.) | Note
8013 | Factory made EPS Core wallpanel /roof panel sandwiched between two Engineered welded wire fabric mesh of 3 mm dia G.I. wire mesh,with 50 mm pitch in both the directions, kept at 120-135 mm gap and interconnected by the zig zag G.I. wire of 3 mm dia at alternate row by welding. sqm 3.78 | sqm | 3.78 | 1650
3.8 | Rate as per item 3.8 - Cement mortar 1:3 (1 cement : 3 coarse sand) | cum | 0.216 | 4664.55
5.3 | Rate as per item 5.3 - Reinforced cement concrete work in beams, suspended floors, roofs having slope up to 15° landings, balconie... | cum | 0.252 | 9763.8
9999 | Add for L-shape, U-shape & straight lap mesh | L.S. | 202.32 | 2
9999 | For providing concreting, shotcreting, shoring, leveling, plastering and finishing the surface with trowel. | L.S. | 832.36 | 2
Calculated W - SUM of the Amount column above
W as printed in the DAR |  |  |  |  | 11774.38
Difference (calculated - printed)
SAY (Rs.) - final DAR rate as printed (fixed value, not computed) |  |  |  |  | 4144.95
26.48 | Providing and fixing of costomized Aluminium formwork for monolithic construction RCC members with a repetitive usage of 100 times using grade 5052 aluminium for panel sheets of minimum 4 mm thick and grade 6061 (Type-6) aluminium for extruded sections. The form work includes of beam components i.e.beam side panel,prop head for soffit beam,beams soffit panel,beam soffit bulk head and deck componets i.e. deck panel, deck prop, prop length, deck mid, soffit length, deck beam bar and wall components i.e. wall panel, rocker, kiker and internal soffit corner, external soffit corner,external corner,internal corner etc.,The panels are held in position by a simple pin and wedge system that passes through holes in the out side rib of each panel.The tolerance of finished panels to be (-1 mm), and shall conform to IS 14687-1999. Pins and wedges to be made of high grade mild steel, all complete as
per direction of Engineer-incharge.(Cost of RCC work shall be paid seperately)
Details of cost for 76 sqm ¦ Source: CivilDAR_2019_Vol_2.pdf, page 1059
Code | Description | Unit | Quantity | Rate (Rs.) | Amount (Rs.) | Note
8031 | Aluminium sheets Grade 5052, 4 mm thick for wall panel/deck panel/WRB panel/Kicker Panels/door closing panels | sqm | 0.499 | 8500
8032 | Aluminium sheets Grade 5052, 4 mm thick for Internal Corner/Column Corners/9 Mid Soldier | sqm | 0.0672 | 11500
8033 | Aluminium sheets Grade 5052, 4 mm thick for Mid Soldier/End soldier | sqm | 0.0038 | 32000
8034 | External Corner 2050 mm = 2 x0.75/100= 0.015 | each | 0.015 | 1400
8035 | External Corner 825 mm = 2 x0.75/100= 0.015 | each | 0.015 | 590
8036 | Soldier Tie 370 mm = 8 x0.75/100 = 0.06 | each | 0.06 | 290
8037 | Adjustable Prop - 2.00 x 2.00m = 8 x0.75/100 = 0.06 | each | 0.06 | 1080
8038 | Pin-50 = 936 x0.75/100 = 7.02 | each | 7.02 | 15
8039 | Pin-127 = 8 x0.75/100 = 0.06 | each | 0.06 | 55
8040 | Wedge = 944 x0.75/100 = 7.08 | each | 7.08 | 14
8041 | Wall Tie - 150 ( 355 )mm = 168 x0.75/100 = 1.26 | each | 1.26 | 45
8042 | Polythene Sleeve 90 x 150mm | each | 1.26 | 3
8043 | Polythene Roll - 150mm Long. | each | 1.26 | 6
8044 | Vertical Soldier -1100mm = 4 x0.75/100 | each | 0.03 | 365
8045 | Wall Attached Bracket 600x1000mm | each | 0.06 | 985
8046 | Allignment Pipe - 3.00 Mtr. = 2 x0.75/100 | each | 0.015 | 995
8047 | Allignment Bracket = 6 x0.75/100 = 0.045 | each | 0.045 | 475
8048 | Tie Rod for Bracket - 500mm | each | 0.09 | 115
8049 | Anchor Wing Nut Ø100 mm | each | 0.1275 | 64
8050 | Debit Pin - 250mm = 5 x0.75/100 = 0.0375 | each | 0.0375 | 60
8051 | PVC Pipe Ø20mm - 150mm long | each | 0.09 | 5
8052 | PVC Cone = 10 x0.75/100 = 0.075 | each | 0.075 | 5
8053 | Bolt+Nut - 16 x 80 mm = 10 x0.75/100 | each | 0.075 | 30
8054 | Flat Washer Ø16, 3mm thik | each | 0.12 | 5
8055 | Bolt+Nut - 16 x 30 mm = 50 x0.75/100 | each | 0.375 | 18
8056 | Door Spacer 45x45x5 -1135mm Long | each | 0.015 | 360
8057 | Door Spacer 45x45x5 - 985mm long | each | 0.015 | 315
0116 | Fitter (grade 1) | day | 2 | 738
0117 | Assistant Fitter or 2nd class Fitter | day | 2 | 679
0114 | Beldar | day | 3 | 558
9999 | Shuttering oil | L.S. | 220 | 2
9999 | Cleaning of shuttering | L.S. | 440 | 2
Calculated W - SUM of the Amount column above
W as printed in the DAR |  |  |  |  | 11499.37
Difference (calculated - printed)
SAY (Rs.) - final DAR rate as printed (fixed value, not computed) |  |  |  |  | 202.45
26.49 | Providing and fixing in position factory made EPS cement sandwich wall/roof/floor light weight solid core panels made of core material of EPS granule balls/beads (conforming to IS 4671:1984 and shall have density not less than 15kg per cum) adhesive, cement, sand, flyash and other bonding material in mortar state processed to form in a preset mould. The outer face on both sides of the panels will be non asbestos fiber cement board confirming to IS 14862:2000 or Calcium silicate board confirming to EN 14306:2009 of 5mm thick each. Panel shall be laid on 6mm thick cement mortar (1 cement: 2 fine sand) mixed with chemical adhesive of 0.5kg per 50kg of cement or shall be preferably fixed into 'C' channel made of 1.2mm thick MS plate screwed/fastenened to the slab/column/beam etc. The panel shall fixed vertically with tongue and groove joint and horizontally locked with steel bar between
each other and floors and filled with cement mortar and adhesive. Panels should be used
26.49.1 | Non load bearing panels 50mm thick of required size
Details of cost for 10 sqm ¦ Source: CivilDAR_2019_Vol_2.pdf, page 1063
Code | Description | Unit | Quantity | Rate (Rs.) | Amount (Rs.) | Note
7996 | Factory made EPS light weight composite sandwitched wall/roof panel (50mm thick) having core material of EPS granule balls/beads (conforming to IS 4671:1984 and shall have density not less than 15kg per cum). The outer face on both sides of the panels will be non asbestos fiber cement board confirming to IS 14862:2000 or Calcium silicate board confirming to EN 14306:2009 of 5mm thick each | sqm | 10.5 | 735.25
9999 | Sundries, wooden wedge for levelling, cement mortar, Chemical adhesive & dowel bar (6mm dia) | L.S. | 37 | 2
0123 | Mason Grade -1 | day | 0.5 | 738
0114 | Beldar | day | 1 | 558
Calculated W - SUM of the Amount column above
W as printed in the DAR |  |  |  |  | 8721.13
Difference (calculated - printed)
SAY (Rs.) - final DAR rate as printed (fixed value, not computed) |  |  |  |  | 1166.85
26.49 | Providing and fixing in position factory made EPS cement sandwich wall/roof/floor light weight solid core panels made of core material of EPS granule balls/beads (conforming to IS 4671:1984 and shall have density not less than 15kg per cum) adhesive, cement, sand, flyash and other bonding material in mortar state processed to form in a preset mould. The outer face on both sides of the panels will be non asbestos fiber cement board confirming to IS 14862:2000 or Calcium silicate board confirming to EN 14306:2009 of 5mm thick each. Panel shall be laid on 6mm thick cement mortar (1 cement: 2 fine sand) mixed with chemical adhesive of 0.5kg per 50kg of cement or shall be preferably fixed into 'C' channel made of 1.2mm thick MS plate screwed/fastenened to the slab/column/beam etc. The panel shall fixed vertically with tongue and groove joint and horizontally locked with steel bar between
each other and floors and filled with cement mortar and adhesive. Panels should be used
26.49.2 | Non load bearing panels 60mm thick of required size
Details of cost for 10 sqm ¦ Source: CivilDAR_2019_Vol_2.pdf, page 1064
Code | Description | Unit | Quantity | Rate (Rs.) | Amount (Rs.) | Note
7997 | Factory made EPS light weight composite sandwitched wall/roof panel (60mm thick) having core material of EPS granule balls/beads (conforming to IS 4671:1984 and shall have density not less than 15kg per cum). The outer face on both sides of the panels will be non asbestos fiber cement board confirming to IS 14862:2000 or Calcium silicate board confirming to EN 14306:2009 of 5mm thick each | sqm | 10.5 | 845
9999 | Sundries, wooden wedge for levelling, cement mortar, Chemical adhesive & dowel bar (6mm dia) | L.S. | 37 | 2
0123 | Mason Grade -1 | day | 0.5 | 738
0114 | Beldar | day | 1 | 558
Calculated W - SUM of the Amount column above
W as printed in the DAR |  |  |  |  | 9873.5
Difference (calculated - printed)
SAY (Rs.) - final DAR rate as printed (fixed value, not computed) |  |  |  |  | 1321
26.49 | Providing and fixing in position factory made EPS cement sandwich wall/roof/floor light weight solid core panels made of core material of EPS granule balls/beads (conforming to IS 4671:1984 and shall have density not less than 15kg per cum) adhesive, cement, sand, flyash and other bonding material in mortar state processed to form in a preset mould. The outer face on both sides of the panels will be non asbestos fiber cement board confirming to IS 14862:2000 or Calcium silicate board confirming to EN 14306:2009 of 5mm thick each. Panel shall be laid on 6mm thick cement mortar (1 cement: 2 fine sand) mixed with chemical adhesive of 0.5kg per 50kg of cement or shall be preferably fixed into 'C' channel made of 1.2mm thick MS plate screwed/fastenened to the slab/column/beam etc. The panel shall fixed vertically with tongue and groove joint and horizontally locked with steel bar between
each other and floors and filled with cement mortar and adhesive. Panels should be used
26.49.3 | Non load bearing panels 75mm thick of required size
Details of cost for 10 sqm ¦ Source: CivilDAR_2019_Vol_2.pdf, page 1064
Code | Description | Unit | Quantity | Rate (Rs.) | Amount (Rs.) | Note
7998 | Factory made EPS light weight composite sandwitched wall/roof panel (75mm thick) having core material of EPS granule balls/beads (conforming to IS 4671:1984 and shall have density not less than 15kg per cum). The outer face on both sides of the panels will be non asbestos fiber cement board confirming to IS 14862:2000 or Calcium silicate board confirming to EN 14306:2009 of 5mm thick each | sqm | 10.5 | 1047.46
9999 | Sundries, wooden wedge for levelling, cement mortar, Chemical adhesive & dowel bar (6mm dia) | L.S. | 37 | 2
0123 | Mason Grade -1 | day | 0.5 | 738
0114 | Beldar | day | 1 | 558
Calculated W - SUM of the Amount column above
W as printed in the DAR |  |  |  |  | 11999.33
Difference (calculated - printed)
SAY (Rs.) - final DAR rate as printed (fixed value, not computed) |  |  |  |  | 1605.45
26.49 | Providing and fixing in position factory made EPS cement sandwich wall/roof/floor light weight solid core panels made of core material of EPS granule balls/beads (conforming to IS 4671:1984 and shall have density not less than 15kg per cum) adhesive, cement, sand, flyash and other bonding material in mortar state processed to form in a preset mould. The outer face on both sides of the panels will be non asbestos fiber cement board confirming to IS 14862:2000 or Calcium silicate board confirming to EN 14306:2009 of 5mm thick each. Panel shall be laid on 6mm thick cement mortar (1 cement: 2 fine sand) mixed with chemical adhesive of 0.5kg per 50kg of cement or shall be preferably fixed into 'C' channel made of 1.2mm thick MS plate screwed/fastenened to the slab/column/beam etc. The panel shall fixed vertically with tongue and groove joint and horizontally locked with steel bar between
each other and floors and filled with cement mortar and adhesive. Panels should be used
26.49.4 | Non load bearing panels 90mm thick of required size
Details of cost for 10 sqm ¦ Source: CivilDAR_2019_Vol_2.pdf, page 1065
Code | Description | Unit | Quantity | Rate (Rs.) | Amount (Rs.) | Note
7999 | Factory made EPS light weight composite sandwitched wall/roof panel (90mm thick) having core material of EPS granule balls/beads (conforming to IS 4671:1984 and shall have density not less than 15kg per cum). The outer face on both sides of the panels will be non asbestos fiber cement board confirming to IS 14862:2000 or Calcium silicate board confirming to EN 14306:2009 of 5mm thick each | sqm | 10.5 | 1268
9999 | Sundries, wooden wedge for levelling, cement mortar, Chemical adhesive & dowel bar (6mm dia) | L.S. | 37 | 2
0123 | Mason Grade -1 | day | 0.5 | 738
0114 | Beldar | day | 1 | 558
Calculated W - SUM of the Amount column above
W as printed in the DAR |  |  |  |  | 14315
Difference (calculated - printed)
SAY (Rs.) - final DAR rate as printed (fixed value, not computed) |  |  |  |  | 1915.25
26.49 | Providing and fixing in position factory made EPS cement sandwich wall/roof/floor light weight solid core panels made of core material of EPS granule balls/beads (conforming to IS 4671:1984 and shall have density not less than 15kg per cum) adhesive, cement, sand, flyash and other bonding material in mortar state processed to form in a preset mould. The outer face on both sides of the panels will be non asbestos fiber cement board confirming to IS 14862:2000 or Calcium silicate board confirming to EN 14306:2009 of 5mm thick each. Panel shall be laid on 6mm thick cement mortar (1 cement: 2 fine sand) mixed with chemical adhesive of 0.5kg per 50kg of cement or shall be preferably fixed into 'C' channel made of 1.2mm thick MS plate screwed/fastenened to the slab/column/beam etc. The panel shall fixed vertically with tongue and groove joint and horizontally locked with steel bar between
each other and floors and filled with cement mortar and adhesive. Panels should be used
26.49.5 | Non load bearing panels 100mm thick of required size
Details of cost for 10 sqm ¦ Source: CivilDAR_2019_Vol_2.pdf, page 1066
Code | Description | Unit | Quantity | Rate (Rs.) | Amount (Rs.) | Note
8000 | Factory made EPS light weight composite sandwitched wall/roof panel (100mm thick) having core material of EPS granule balls/beads (conforming to IS 4671:1984 and shall have density not less than 15kg per cum). The outer face on both sides of the panels will be non asbestos fiber cement board confirming to IS 14862:2000 or Calcium silicate board confirming to EN 14306:2009 of 5mm thick each | sqm | 10.5 | 1512.37
9999 | Sundries, wooden wedge for levelling, cement mortar, Chemical adhesive & dowel bar (6mm dia) | L.S. | 37 | 2
0123 | Mason Grade -1 | day | 0.5 | 738
0114 | Beldar | day | 1 | 558
Calculated W - SUM of the Amount column above
W as printed in the DAR |  |  |  |  | 16880.89
Difference (calculated - printed)
SAY (Rs.) - final DAR rate as printed (fixed value, not computed) |  |  |  |  | 2258.55
26.50 | Providing and fixing in position factory made non asbestos fibre reinforced aerated cement sandwich wall/roof/floor light weight solid core panels made of light weight cement concrete core composed of OPC cement, pulverized flyash, quick lime, cotton pulp & Gypsum in mortar state mixed with aeration agent in a preset mould. The outer face on both sides of the panels will be non asbestos fibre cement board confirming to IS 14862:2000. These solid wall panels are installed using Galvanized iron steel tracks/C channel of 1mm thick of required sizes as recommended by manufacturer's and fixed to floor and RCC soffit in plumb to each other with steel screw/fasteners. The panel shall be fixed vertically with tongue & groove joint with cement based polymer modified jointing compound. The exposed surface finished with fibre mesh/glass fibre tape with polymer based jointing compound having
superior flexibility. Panels should be used as floor & roofing with additional structural
26.50.1 | Non load bearing panels 50mm thick of required size (minimum 4mm thick fibre cement board)
Details of cost for 10 sqm ¦ Source: CivilDAR_2019_Vol_2.pdf, page 1067
Code | Description | Unit | Quantity | Rate (Rs.) | Amount (Rs.) | Note
0244 | Factory made light weight composite non asbestos fibre reinforced aerated cement sandwitched wall/roof panel (50mm thick). The outer face on both sides of the panels will be non asbestos fibre cement board (minimum 4mm thick) confirming to IS 14862:2000 | sqm | 10.5 | 634
9999 | Sundries, cement based polymer modified jointing compound, polymer based jointing compound having superior flexibility, fibre glass tape etc. | L.S. | 500 | 2
0123 | Mason Grade -1 | day | 1 | 738
0114 | Beldar | day | 2 | 558
0131 | Painter | day | 0.5 | 679
Calculated W - SUM of the Amount column above
W as printed in the DAR |  |  |  |  | 9850.5
Difference (calculated - printed)
SAY (Rs.) - final DAR rate as printed (fixed value, not computed) |  |  |  |  | 1317.95
26.50 | Providing and fixing in position factory made non asbestos fibre reinforced aerated cement sandwich wall/roof/floor light weight solid core panels made of light weight cement concrete core composed of OPC cement, pulverized flyash, quick lime, cotton pulp & Gypsum in mortar state mixed with aeration agent in a preset mould. The outer face on both sides of the panels will be non asbestos fibre cement board confirming to IS 14862:2000. These solid wall panels are installed using Galvanized iron steel tracks/C channel of 1mm thick of required sizes as recommended by manufacturer's and fixed to floor and RCC soffit in plumb to each other with steel screw/fasteners. The panel shall be fixed vertically with tongue & groove joint with cement based polymer modified jointing compound. The exposed surface finished with fibre mesh/glass fibre tape with polymer based jointing compound having
superior flexibility. Panels should be used as floor & roofing with additional structural
26.50.2 | Non load bearing panels 75mm thick of required size (minimum 5mm thick fibre cement board)
Details of cost for 10 sqm ¦ Source: CivilDAR_2019_Vol_2.pdf, page 1068
Code | Description | Unit | Quantity | Rate (Rs.) | Amount (Rs.) | Note
0245 | Factory made light weight non asbestos fibre reinforced aerated cement sandwitched wall/roof panel (75mm thick). The outer face on both sides of the panels will be non asbestos fibre cement board (minimum 5mm thick) confirming to IS 14862:2000 | sqm | 10.5 | 789
9999 | Sundries, cement based polymer modified jointing compound, polymer based jointing compound having superior flexibility, fibre glass tape etc. | L.S. | 500 | 2
0123 | Mason Grade -1 | day | 1 | 738
0114 | Beldar | day | 2 | 558
0131 | Painter | day | 0.5 | 679
Calculated W - SUM of the Amount column above
W as printed in the DAR |  |  |  |  | 11478
Difference (calculated - printed)
SAY (Rs.) - final DAR rate as printed (fixed value, not computed) |  |  |  |  | 1535.7
26.51 | Supplying of standard quality GFRG panel of 124 mm thickness with modular cavities purchased from GFRG panel manufacturing plant in the country, cut to required wall sizes and floor/ roof slab sizes in correct length and height, including cutting of door, window and ventilator opening as per the cutting drawing prepared by architects / design engineers for the construction of GFRG building and loaded in stillages for transportation to the construction site. Cost of panel includes security deposits, hire charges of stillages & jaws, cost of transportation in trucks/ lorries without any damages upto 300kms including all leads and lifts from GFRG manufacturing plant to construction site and unloading at site using suitable fork lift/ crane. (Payment shall be made on the basis of area of one side of panel without reduction of opening of door/ window / ventilator). For transportation above
300kms, additional charges to be paid.
Details of cost for 1 sqm ¦ Source: CivilDAR_2019_Vol_2.pdf, page 1068
Code | Description | Unit | Quantity | Rate (Rs.) | Amount (Rs.) | Note
7368 | GFRG panel of 124mm thick | sqm | 1.05 | 847.46
9999 | "Transportation of panel in suitable truck“(Rs 0.15/sqm/km) upto 300 Km" | L.S. | 26 | 2
9999 | Hire Charges for Stillages/Lifting jaw, unloading of panel at site using for lift or crane, Hire Charges for Stillages/ Lifting jaw | L.S. | 17 | 2
Calculated W - SUM of the Amount column above
W as printed in the DAR |  |  |  |  | 975.83
Difference (calculated - printed)
SAY (Rs.) - final DAR rate as printed (fixed value, not computed) |  |  |  |  | 1305.6
26.52 | Erection of GFRG Panels in walls in all floors using suitable crane as per instructions of Engineer-in-Charge, as per cutting drawings and structural drawings, in perfect line and plumb, above RCC plinth beam/GFRG panel below and provide necessary lateral/ slanting support to keep the wall panel in safe position, providing & tieing of Reinforcement as per structural drawings and applying a coat of water repellant coating Zycosil/equivalent or equivalent product (1 Zycosil/equivalent compound :10 water ) to saturation level over RCC plinth beam to provide water proofing treatment to joint between wall panel & plinth beam as per the guide lines / instruction by the engineer in charge. (Cost of reinforcement, water proofing of walls and plinth beam/GFRG panel below joints and installation of door/ window frames before filling of concrete shall be paid separately). The rate quoted shall
include making provision for laying of lintels,
Details of cost for 36 sqm ¦ Source: CivilDAR_2019_Vol_2.pdf, page 1069
Code | Description | Unit | Quantity | Rate (Rs.) | Amount (Rs.) | Note
0123 | Mason (Brick layer) 1st class | day | 2 | 738
0123 | Mason (Brick layer) 1st class | day | 1 | 738
0123 | Mason (Brick layer) 1st class | day | 1 | 738
0123 | Mason (Brick layer) 1st class | day | 1 | 738
0116 | Fitter (Grade 1) | day | 0.5 | 738
0037 | Mobile crane | day | 0.375 | 7500
9999 | Hire charge for lateral support & Lifting jaws | L.S. | 150 | 2
Calculated W - SUM of the Amount column above
W as printed in the DAR |  |  |  |  | 7171.5
Difference (calculated - printed)
SAY (Rs.) - final DAR rate as printed (fixed value, not computed) |  |  |  |  | 266.55
26.53 | Filling of empty cavities (as shown in the structural design drawing) with quarry dust mixed with 5% cement (by volume). After initial infill of 50 mm thick with M25 concrete at base/bottom of cavities to seal off, infill wall panel cavities in 3 stages as detailed below, (i) 1st pour / infill to be limited to 0.3 to 0.50 m height from bottom of the panel. (ii) 2nd Pour/ infill: infilling shall be done only after 90 minutes interval between successive pours. The maximum height of infill shall be restricted to 1.5m height or up to the top level of door / window. (iii) 3rd pour/infill: After an interval of 90 minutes of second pour, infill or pour the balance height up to the bottom of embedded RCC tie beam. Pour enough water just required to dampen the dry mix enough to form cake form after each stage. (cost of laying M25 concrete shall be paid separately)
Details of cost for 0.85 cum ¦ Source: CivilDAR_2019_Vol_2.pdf, page 1070
Code | Description | Unit | Quantity | Rate (Rs.) | Amount (Rs.) | Note
1159 | Stone dust/Quarry dust filling in cavities of size 230x94 mm | cum | 0.85 | 1100
0367 | OPC Cement @ 5% volume of quarry dust | tonne | 0.06091 | 4940
0002 | Mixer hire charges | day | 0.125 | 800
0124 | Mason (brick layer) 2nd class | day | 0.125 | 679
0114 | Beldar | day | 0.125 | 558
Calculated W - SUM of the Amount column above
W as printed in the DAR |  |  |  |  | 1490.52
Difference (calculated - printed)
SAY (Rs.) - final DAR rate as printed (fixed value, not computed) |  |  |  |  | 2346.15
26.54 | Laying of GFRG panel as roof / floor slab panel and staircase panel using suitable crane as per instructions of Engineer-in-Charge, including providing support system with 25mm x 300mm-400 mm wide plywood, as runner with proper prop below proposed micro beams including (a) Cutting of top flange of panel to 180 mm wide (leaving 25mm projection on either side) to provide RCC embedded micro beam as per cutting drawings and structural drawings. (b) Reinforcement for micro beams and tie beams to be provided in position with proper anchorage as per structural drawings. (c) Provision for Electrical cabling, fan hooks and laying of pipes for plumbing work. (d) Concreting of Tie beam, micro beam and top of GFRG panels (50 mm thick)
Details of cost for 9 sqm ¦ Source: CivilDAR_2019_Vol_2.pdf, page 1071
Code | Description | Unit | Quantity | Rate (Rs.) | Amount (Rs.) | Note
0123 | Mason (Brick layer) 1st class | day | 0.25 | 738
0123 | Mason (Brick layer) 1st class | day | 0.5 | 738
0123 | Mason (Brick layer) 1st class | day | 0.5 | 738
9999 | Hire charges for runner and support system and side shuttering for external side of slab for 5 days | L.S. | 29 | 2
0037 | Mobile crane | day | 0.125 | 7500
Calculated W - SUM of the Amount column above
W as printed in the DAR |  |  |  |  | 1918
Difference (calculated - printed)
SAY (Rs.) - final DAR rate as printed (fixed value, not computed) |  |  |  |  | 285.15
26.55 | Supplying and fixing 10 Gauge weld mesh of size 100mm x100 mm for floor/roof slab concrete screed over the micro beams as reinforcement. The weld mesh shall be fixed as per drawing.
Details of cost for 9 sqm ¦ Source: CivilDAR_2019_Vol_2.pdf, page 1072
Code | Description | Unit | Quantity | Rate (Rs.) | Amount (Rs.) | Note
1223 | Steel weld mesh | sqm | 9.45 | 150
0103 | Blacksmith 2nd class | day | 0.125 | 679
0114 | Beldar | day | 0.125 | 558
Calculated W - SUM of the Amount column above
W as printed in the DAR |  |  |  |  | 1572.13
Difference (calculated - printed)
SAY (Rs.) - final DAR rate as printed (fixed value, not computed) |  |  |  |  | 233.7
26.56 | Application of ZMB 60/equivalent solution (100 Kg ZMB 60/equivalent, 1 litre ZMB Nano Thinner, 20 litre water & 1 Litre Zycoprime/equivalent = 122 litre/kg) over already applied coat of Zycosil/equivalent & Zycoprime/equivalent solution on the top of all the RCC plinth beams by brush/spray coat before erection of GFRG over RCC plinth beams in GF. In the case of upper floors 150 mm wide on floor slab for all the external walls, bath/toilet/wet areas (3 hrs drying time) before erection of wall panel on upper floors including erection of parapet wall.
Details of cost for 122 sqm ¦ Source: CivilDAR_2019_Vol_2.pdf, page 1073
Code | Description | Unit | Quantity | Rate (Rs.) | Amount (Rs.) | Note
8516 | ZMB 60 / equivalent | kg | 100 | 105
8517 | ZMB Thinner | litre | 1 | 205
8518 | Zycoprime / equivalent | litre | 1 | 210
9999 | Water, brush, technical supervision etc. | L.S. | 78 | 2
0123 | Mason (Brick layer) 1st class | day | 20.333 | 738
Calculated W - SUM of the Amount column above
W as printed in the DAR |  |  |  |  | 26076.75
Difference (calculated - printed)
SAY (Rs.) - final DAR rate as printed (fixed value, not computed) |  |  |  |  | 286
26.57 | After erection of GFRG wall panels, seal all GFRG wall joints with paper tape temporarily. Water proofing treatment of vertical joints with Zycosil/equivalent water proofing Solution (1 litre of Zycosil/equivalent & 20 litres of water stirred first & 2 litres of Zycoprime/equivalent added and stirred (total 23 litres)) with 50 ml syringe till the gap and in filled concrete is completely saturated. After removing the paper seal, seal off the vertical joints with water proofing material "Grout RW/ equivalent " (Sealing cost excluded.)
Details of cost for 3 metre ¦ Source: CivilDAR_2019_Vol_2.pdf, page 1073
Code | Description | Unit | Quantity | Rate (Rs.) | Amount (Rs.) | Note
8519 | Zycosil /equivalent | litre | 0.02609 | 1800
8518 | Zycoprime / equivalent | litre | 0.05217 | 210
9999 | water, syringe, etc. | L.S. | 16 | 2
0123 | Mason (Brick layer) 1st class | day | 0.125 | 738
Calculated W - SUM of the Amount column above
W as printed in the DAR |  |  |  |  | 182.17
Difference (calculated - printed)
SAY (Rs.) - final DAR rate as printed (fixed value, not computed) |  |  |  |  | 81.25
26.58 | Filling of joints between RCC plinth beam / floor slab and wall panel of external walls, toilet / bath room / wet areas walls on all floor and parapet wall over roof slab, stair case head room at the time of erection of GFRG panels with Grout RW/ equivalent sealant compound after the erection of panel before the infill of concrete in panel cavities and fine finish. This applies for all horizontal and vertical joints between GFRG wall and slab panels.
Details of cost for 48 metre ¦ Source: CivilDAR_2019_Vol_2.pdf, page 1074
Code | Description | Unit | Quantity | Rate (Rs.) | Amount (Rs.) | Note
8520 | Elastobar / equivalent | kg | 1 | 300
0367 | OPC Cement | tonne | 0.0015 | 4940
9999 | 100 mesh silica, water, technical supervision, etc. | L.S. | 3 | 2
0123 | Mason (Brick layer) 1st class | day | 1.5 | 738
Calculated W - SUM of the Amount column above
W as printed in the DAR |  |  |  |  | 1420.41
Difference (calculated - printed)
SAY (Rs.) - final DAR rate as printed (fixed value, not computed) |  |  |  |  | 39.6
26.59 | Water proofing treatment of Vertical joints (of external side and internal side) between door frame, window & ventilator frames (on all four sides) of outer wall over the Zycosil/equivalent & Zycoprime/equivalent solution already applied (before the installation of door / window / ventilator frames in position) and fine finish with Grout RW/equivalent.
Details of cost for 40 sqm ¦ Source: CivilDAR_2019_Vol_2.pdf, page 1074
Code | Description | Unit | Quantity | Rate (Rs.) | Amount (Rs.) | Note
8519 | Zycosil / equivalent | litre | 1 | 1800
8518 | Zycoprime / equivalent | litre | 2 | 210
9999 | Water, technical supervision, etc. | L.S. | 6 | 2
0123 | Mason (Brick layer) 1st class | day | 0.28571 | 738
8520 | Elastobar / equivalent | kg | 1 | 300
0367 | OPC Cement | tonne | 0.0015 | 4940
9999 | 100 mesh silica, water, technical supervision, etc. | L.S. | 3 | 2
0123 | Mason (Brick layer) 1st class | day | 1.5 | 738
Calculated W - SUM of the Amount column above
W as printed in the DAR |  |  |  |  | not printed | This item prints no W (rate table or sub-analysis).
SAY (Rs.) - final DAR rate as printed (fixed value, not computed) |  |  |  |  | 40.4
26.60 | Water proofing treatment of RCC sunshade with Zycosil/equivalent water proofing Solution (1 litre of Zycosil/equivalent & 20 litres of water stirred first & 2 litres of Zycoprime/equivalent added and stirred (total 23 litres)) till it meets the saturation level and testing as per RILEM or by water drops test in which water drops do not absorb but drops remain or rolls.
Details of cost for 40 sqm ¦ Source: CivilDAR_2019_Vol_2.pdf, page 1075
Code | Description | Unit | Quantity | Rate (Rs.) | Amount (Rs.) | Note
8519 | Zycosil / equivalent | litre | 1 | 1800
8518 | Zycoprime /equivalent | litre | 2 | 210
9999 | Water, technical supervision, etc. | L.S. | 7 | 2
0131 | Painter | day | 2.5 | 679
Calculated W - SUM of the Amount column above
W as printed in the DAR |  |  |  |  | 3931.5
Difference (calculated - printed)
SAY (Rs.) - final DAR rate as printed (fixed value, not computed) |  |  |  |  | 131.5
26.61 | In-filling / sealing of joint between RCC lintel cum sunshade and wall (on external side) in all floors by pushing in Grout RW/equivalent in paste form and coving 20 mm x 20 mm after applying a coat of Zycosil/equivalent & zycoprime/equivalent solution before cement plastering of top, bottom and sides of RCC sunshade.
Details of cost for 40 sqm ¦ Source: CivilDAR_2019_Vol_2.pdf, page 1076
Code | Description | Unit | Quantity | Rate (Rs.) | Amount (Rs.) | Note
8519 | Zycosil / equivalent | litre | 1 | 1800
8518 | Zycoprime / equivalent | litre | 2 | 210
9999 | Water, technical supervision, etc. | L.S. | 6 | 2
0123 | Mason (Brick layer) 1st class | day | 0.28571 | 738
8520 | Elastobar / equivalent | kg | 1 | 300
0367 | OPC Cement | tonne | 0.0015 | 4940
9999 | 100 mesh silica, water, technical supervision, etc. | L.S. | 3 | 2
0123 | Mason (Brick layer) 1st class | day | 1.5 | 738
Calculated W - SUM of the Amount column above
W as printed in the DAR |  |  |  |  | not printed | This item prints no W (rate table or sub-analysis).
SAY (Rs.) - final DAR rate as printed (fixed value, not computed) |  |  |  |  | 40.4
26.62 | Designing, Providing, installing and fixing factory finished customed design pregalvanized high tensile steel joists manufactured from G350 Z275 confirming to IS:277-1992, minimum coating of galvanizing 275 gm/sqm, minimum yield stress 35 MPa & minimum tensile strength of 380 MPa placed 1.23 metre apart to support the load of slab etc as per the design & directions of Engineer-in-Charge.
Details of cost for 212.816 kgs ¦ Source: CivilDAR_2019_Vol_2.pdf, page 1076
Code | Description | Unit | Quantity | Rate (Rs.) | Amount (Rs.) | Note
1012 | Pregalvanized high tensile steel | kg | 212.816 | 90
0116 | Fitter (grade 1) | day | 1.064 | 738
0103 | Blacksmith 2nd class | day | 1.596 | 679
0114 | Beldar | day | 2.128 | 558
Calculated W - SUM of the Amount column above
W as printed in the DAR |  |  |  |  | not printed | This item prints no W (rate table or sub-analysis).
SAY (Rs.) - final DAR rate as printed (fixed value, not computed) |  |  |  |  | 139.65
26.63 | Providing and fixing special adjustable lockbars of mild steel E-250 to support the temporary plywood for work between joists during construction as per design & directions of the Engineer-in-charge.
Details of cost for 298.75 kgs ¦ Source: CivilDAR_2019_Vol_2.pdf, page 1077
Code | Description | Unit | Quantity | Rate (Rs.) | Amount (Rs.) | Note
7336 | Lock Bar (E 250) - 10 thick MS Plate | kgs | 3.88 | 76
0116 | Fitter (grade 1) | day | 1.49 | 738
0103 | Blacksmith 2nd class | day | 2.24 | 679
0114 | Beldar | day | 2.99 | 558
Calculated W - SUM of the Amount column above
W as printed in the DAR |  |  |  |  | not printed | This item prints no W (rate table or sub-analysis).
SAY (Rs.) - final DAR rate as printed (fixed value, not computed) |  |  |  |  | 20.55
26.64 | Centering and shuttering with 12mm thick shuttering plywood confirming to IS
26.64.1 | Suspended floors, roofs, landings, balconies and access platform.
Details of cost for 13.5 sqm ¦ Source: CivilDAR_2019_Vol_2.pdf, page 1078
Code | Description | Unit | Quantity | Rate (Rs.) | Amount (Rs.) | Note
8659 | 12mm thick waterproofing plywood confirming to IS 4990:2011 | sqm | 1.4175 | 517
0112 | Carpenter 2nd class | day | 0.125 | 679
0114 | Beldar | day | 0.125 | 558
Calculated W - SUM of the Amount column above
W as printed in the DAR |  |  |  |  | not printed | This item prints no W (rate table or sub-analysis).
SAY (Rs.) - final DAR rate as printed (fixed value, not computed) |  |  |  |  | 87.95
26.65 | Providing and fixing roofing consist of 0.8 mm thick galvanized steel deck sheet confirming to IS 277:1992 used as permanent shuttering over which MS wire mesh 3mm laid at 100x100 mm grid including edge trim covered with concrete. This metal deck will be supported on structural steel beam with shear studs. (Structural steel like Beam, column, joists etc. & concrete of different grade as per design will be paid separately).
Details of cost for 10 sqm ¦ Source: CivilDAR_2019_Vol_2.pdf, page 1079
Code | Description | Unit | Quantity | Rate (Rs.) | Amount (Rs.) | Note
8019 | GI sheet 0.8 mm thick confirming to IS 277:1992 | kg | 79 | 75
1217 | GI Wire mesh 100x100 mm | kg | 12.6 | 75
2314 | Carriage of sheet & wire | tonne | 0.0916 | 92.24
1218 | Shear stud | each | 40 | 50
9999 | Nails/Tagged screws | L.S. | 138.7 | 2
9999 | Labour for fixing shear stud | L.S. | 462.4 | 2
0130 | Mistry | day | 0.108 | 738
0112 | Carpenter 2nd class | day | 0.432 | 679
0114 | Beldar | day | 0.432 | 558
0102 | Blacksmith 1st class | day | 0.12 | 738
0114 | Beldar | day | 0.12 | 558
Calculated W - SUM of the Amount column above
W as printed in the DAR |  |  |  |  | not printed | This item prints no W (rate table or sub-analysis).
SAY (Rs.) - final DAR rate as printed (fixed value, not computed) |  |  |  |  | 1451.7
26.66 | Providing and fixing in position, 130 mm thick factory made Expanded Polystyrene Core (EPS Core) wall panels consisting of EPS core sandwiched between two Engineered sheets of welded wire fabric mesh duly finished with shortcrete materials on outer faces. The fabric mesh shall be made of 3 mm dia zinc coated G.I. wire mesh with 50 mm pitch in both the directions and on both faces of the wall and connected by GI wire of 3mm dia at alternate row by welding. The EPS core shall consist of 60 mm thick EPS of density not less than 16 kg/ per cum. Both the outer faces of the panel shall be finished by applying the layer of 35 mm thick cement mortar 1:3 {1 cement: 3 coarse sand (not having more than 40% stone chips of size upto 6 mm)} with the help of shotcreting/guniting equipment etc at a pressure not less than 1 bar (100KN/ m2) and both surfaces finished with trowel. Fixing operations of
wall panels
Details of cost for 3.6 sqm ¦ Source: CivilDAR_2019_Vol_2.pdf, page 1079
Code | Description | Unit | Quantity | Rate (Rs.) | Amount (Rs.) | Note
8020 | Factory made EPS Core wall panel /roof panel sandwiched between two Engineered welded wire fabric mesh of 3 mm dia G.I. wire mesh, with 50 mm pitch in both the directions, connected by G.I. wire of 3mm dia at alternate row by welding | sqm | 3.78 | 600
9999 | Add for L-shape, U-shape & straight lap mesh Cement mortar 1:3 (1cement:3 coarse sand) 2x1.20x3.00x0.05= 0.36 cum | L.S. | 208 | 2
3.8 | Rate as per item 3.8 - Cement mortar 1:3 (1 cement : 3 coarse sand) | cum | 0.252 | 4664.55
5.22.6 | Rate as per item 5.22.6 - Steel reinforcement for R.C.C. work including straightening, cutting, bending, placing in position and bind... | kg | 2.96 | 83.5
9999 | Tag screw with washers for wire mesh fixing | L.S. | 78 | 2
9999 | For fixing wall with foundation | L.S. | 312.15 | 2
9999 | For carrying out shotcreting, shoring, leveling, and finishing the surface with trowel. | L.S. | 707.5 | 2
Calculated W - SUM of the Amount column above
W as printed in the DAR |  |  |  |  | not printed | This item prints no W (rate table or sub-analysis).
SAY (Rs.) - final DAR rate as printed (fixed value, not computed) |  |  |  |  | 2318.9
26.67 | Providing and fixing of external thermal insulation and composite system with First layer of self-extinguishing type Expanded Polystyrene (EPS) insulation boards of 120 mm thick ( max 1mX0.5m section), confirming to IS 4671:1984, having thermal conductivity of 0.034 W/mK, (measured as per IS 3346-1980), density of 20-24 kg/m³ measured as per IS 5688-1982, Fire retardant property self-extinguishing type as per EN 13501-1, bonded with special polymer modified cementitious adhesive confirming to EOTA ETAG 004 (European Technical Approval) formulated to bond polystyrene insulation boards to typical mineral substrate (according to ETAG 004) and Polypropylene mechanical fasteners with plastic pin confirming to EOTA ETAG 014 (European Technical Approval) having dia 10mm & L=200mm on finished level wall and the junction between two adjacent EPS boards to be sealed with low expansion moisture
cure
Details of cost for 10 sqm ¦ Source: CivilDAR_2019_Vol_2.pdf, page 1080
Code | Description | Unit | Quantity | Rate (Rs.) | Amount (Rs.) | Note
8562 | Expanded Polystyrene insulation board 120 mm thick confirming to IS 4671- 1984, Fire retardant property self- extinguishing type as per EN 13501-1 | sqm | 11 | 800
1252 | Cementitious polymer base adhesive confirming to EOTA ETAG 004 (European Technical Approval) | kg | 50 | 34
1253 | Polypropylene mechanical fastener with plastic pin confirming to EOTA ETAG 014 (European Technical Approval) having dia 10mm & L=200mm | each | 100 | 30
1254 | Moisture cure Polyurethane Foam | 750 ml | 0.8 | 600
1255 | PVC Corner Bead of size 25mmx25mm fixed with glass fibre mesh (100mm x 100mm) | metre | 5 | 90
1256 | Cementitious polymer base coat confirming to EOTA ETAG 004 (European Technical Approval) | kg | 50 | 40
1257 | Fiberglass mesh with alkali-resistant coating having mass per unit area > 145 g/m2, mesh size: 3.9x4.0 mm ±10% | sqm | 10 | 75
0131 | Painter | day | 4 | 679
0114 | Beldar | day | 4 | 558
9999 | Trowel, Angle Float, Brushes, sand paper etc. | L.S. | 72.25 | 2
9999 | Sundries (PVC drip bead with glass fibre mesh wing (100mm x 100mm), expansion joint, starter track of 1mm thick aluminium alloy (120mm wide), polyurethane sealent, scaffolding etc.) | L.S. | 1445.09 | 2
Calculated W - SUM of the Amount column above
W as printed in the DAR |  |  |  |  | not printed | This item prints no W (rate table or sub-analysis).
SAY (Rs.) - final DAR rate as printed (fixed value, not computed) |  |  |  |  | 3366.6
26.68 | Providing and laying factory made Precast concrete solid blocks of 200 mm thickness of grade M10 made of C&D waste from approved manufacturer in foundation and plinth in:
26.68.1 | Cement mortar 1:6 (1 cement : 6 coarse sand)
Details of cost for 1 cum ¦ Source: CivilDAR_2019_Vol_2.pdf, page 1082
Code | Description | Unit | Quantity | Rate (Rs.) | Amount (Rs.) | Note
8658 | Precast C&D waste concrete block | 1000 Nos | 0.1109 | 25150
2201 | Carriage of blocks | 1000 Nos | 0.1109 | 276.72
3.11 | Rate as per item 3.11 - Cement mortar 1:6 (1 cement : 6 coarse sand) | cum | 0.113 | 3356.15
9999 | Sundries | L.S. | 2.73 | 2
0123 | Mason (brick layer) 1st class | day | 0.33 | 738
0124 | Mason (brick layer) 2nd class | day | 0.33 | 679
0115 | Coolie | day | 1 | 558
0101 | Bhisti | day | 0.18 | 617
Calculated W - SUM of the Amount column above
W as printed in the DAR |  |  |  |  | not printed | This item prints no W (rate table or sub-analysis).
SAY (Rs.) - final DAR rate as printed (fixed value, not computed) |  |  |  |  | 5808.25
26.69 | Providing and laying factory made Precast concrete solid blocks of 200 mm thickness of grade M10 made of C&D waste from approved manufacturer in superstructure above plinth level up to floor V level
26.69.1 | Cement mortar 1:6 (1 cement : 6 coarse sand)
Details of cost for 1 cum ¦ Source: CivilDAR_2019_Vol_2.pdf, page 1083
Code | Description | Unit | Quantity | Rate (Rs.) | Amount (Rs.) | Note
8658 | Precast C&D waste concrete block | 1000 Nos | 0.1109 | 25150
2201 | Carriage of blocks | 1000 Nos | 0.1109 | 276.72
3.11 | Rate as per item 3.11 - Cement mortar 1:6 (1 cement : 6 coarse sand) | cum | 0.113 | 3356.15
9999 | Sundries | L.S. | 2.73 | 2
0123 | Mason (brick layer) 1st class | day | 0.47 | 738
0124 | Mason (brick layer) 2nd class | day | 0.47 | 679
0115 | Coolie | day | 1.8 | 558
0101 | Bhisti | day | 0.2 | 617
9999 | Scaffolding | L.S. | 22.36 | 2
0115 | Coolie | day | 1.13 | 558
Calculated W - SUM of the Amount column above
W as printed in the DAR |  |  |  |  | not printed | This item prints no W (rate table or sub-analysis).
SAY (Rs.) - final DAR rate as printed (fixed value, not computed) |  |  |  |  | 7590.9
26.70 | Providing and laying half block masonry with factory made Precast concrete solid blocks of 100 mm thickness of grade M10 made of C&D waste from approved manufacturer in foundation and plinth in:
26.70.1 | Cement mortar 1:4(1 cement : 4 coarse sand)
Details of cost for 10 sqm ¦ Source: CivilDAR_2019_Vol_2.pdf, page 1083
Code | Description | Unit | Quantity | Rate (Rs.) | Amount (Rs.) | Note
8658 | Precast C&D waste concrete block | 1000 Nos | 0.1161 | 25150
2201 | Carriage of blocks | 1000 Nos | 0.1161 | 276.72
3.9 | Rate as per item 3.9 - Cement mortar 1:4 (1 cement : 4 coarse sand) | cum | 0.0708 | 4010.35
9999 | Sundries | L.S. | 13.52 | 2
0123 | Mason (brick layer) 1st class | day | 0.45 | 738
0124 | Mason (brick layer) 2nd class | day | 0.45 | 679
0115 | Coolie | day | 1.55 | 558
0101 | Bhisti | day | 0.7 | 617
Calculated W - SUM of the Amount column above
W as printed in the DAR |  |  |  |  | not printed | This item prints no W (rate table or sub-analysis).
SAY (Rs.) - final DAR rate as printed (fixed value, not computed) |  |  |  |  | 695.4
26.71 | Providing and laying half block masonry with factory made Precast concrete solid blocks of 100 mm thickness of grade M10 made of C&D waste from approved manufacturer in superstructure above plinth level up to floor V level:
26.71.1 | Cement mortar 1:4 (1 cement : 4 coarse sand)
Details of cost for 10 sqm ¦ Source: CivilDAR_2019_Vol_2.pdf, page 1084
Code | Description | Unit | Quantity | Rate (Rs.) | Amount (Rs.) | Note
8658 | Precast C&D waste concrete block | 1000 Nos | 0.1161 | 25150
2201 | Carriage of blocks | 1000 Nos | 0.1161 | 276.72
3.9 | Rate as per item 3.9 - Cement mortar 1:4 (1 cement : 4 coarse sand) | cum | 0.0708 | 4010.35
9999 | Sundries | L.S. | 13.52 | 2
0123 | Mason (brick layer) 1st class | day | 0.6 | 738
0124 | Mason (brick layer) 2nd class | day | 0.6 | 679
0115 | Coolie | day | 2 | 558
0101 | Bhisti | day | 0.7 | 617
0115 | Coolie | day | 1.29 | 558
Calculated W - SUM of the Amount column above
W as printed in the DAR |  |  |  |  | not printed | This item prints no W (rate table or sub-analysis).
SAY (Rs.) - final DAR rate as printed (fixed value, not computed) |  |  |  |  | 853.75
26.72 | Providing and laying 60mm thick factory made cement concrete paver block of approved shape and colour of M -30 grade made of C&D waste by block making machine with vibratory compaction laid in required pattern and including over 50mm thick compacted bed of coarse sand, filling the joints with fine sand etc. all complete as per the direction of Engineer-in-charge.
Details of cost for 10 sqm ¦ Source: CivilDAR_2019_Vol_2.pdf, page 1085
Code | Description | Unit | Quantity | Rate (Rs.) | Amount (Rs.) | Note
7776 | Concrete paver block of grade M-30 made of C&D waste (60mm thickness) | sqm | 10 | 317.22
0982 | Coarse sand (zone III) | cum | 0.5 | 1350
2203 | Carriage of Coarse sand | cum | 0.5 | 103.77
0983 | Fine sand (zone IV) | cum | 0.15 | 900
2261 | Carriage of fine sand | cum | 0.15 | 103.77
0123 | Mason (brick layer) 1st class | day | 0.5 | 738
0124 | Mason (brick layer) 2nd class | day | 0.5 | 679
0114 | Beldar | day | 1 | 558
0115 | Coolie | day | 0.5 | 558
Calculated W - SUM of the Amount column above
W as printed in the DAR |  |  |  |  | not printed | This item prints no W (rate table or sub-analysis).
SAY (Rs.) - final DAR rate as printed (fixed value, not computed) |  |  |  |  | 748.6
26.73 | Fabrication & Manufacturing of Prestressed Hollow Core slab (Hollow area 25 to 30%) of different thickness & modular width 1200 mm in Controlled Factory Environment with approved methodology confirming to IS 10297:1982 by using long line casting method having arrangement of proper steel bed. Concreting should be done by batch mixing plant capable of producing zero slump concrete, transported through automatic shuttels of standard make & layed on bed with the help of extruder/Slipformer, finishing, curing and also provision of steam curing. Cutting, making necessary cutout/holes of required sizes for services in slab element after achieving required strength, yard handling & stacking all complete as per approved shop drawings & design mix as per the direction of the Engineer-in-charge. (Cost of strands should be paid separately). Note: Excess/less cement over the specified cement content
used as per design
26.73.1 | Concrete Grade-M-40 (cement content 400 kg )
26.73.1.1 | 100 mm thick hollow core slab Detail cost of 10.80 cum (120 Rmt ) 120 Rmt X 1.20 m X .10 (25 % hollow)
Details of cost for 120 metre ¦ Source: CivilDAR_2019_Vol_2.pdf, page 1086
Code | Description | Unit | Quantity | Rate (Rs.) | Amount (Rs.) | Note
5.33.2 | Rate as per item 5.33.2 - Providing and laying in position machine batched and machine mixed design mix M-25 grade cement concrete fo... | cum | 10.8 | 9400.85
5.34.2 | Rate as per item 5.34.2 - Extra for providing richer mixes at all floor levels. Note:- Excess/less cement over the specified cement c... | cum | 10.8 | 139.45
5.35 | Rate as per item 5.35 - Add for using extra cement in the items of design mix over and above the specified cement content therein | quintal | 5.4 | 673.3
9999 | Hollow core bed cost | L.S. | 1301 | 2
0031 | Steam curing by using boiler /Heater | cum | 10.8 | 500
9999 | Extra cost for preparing zero slump concrete | L.S. | 936 | 2
9999 | Cutting, marking, lifting & transportation | L.S. | 578 | 2
9999 | Sundries | L.S. | 13 | 2
5.41.1 | Rate as per item 5.41.1 - Supplying and applying pre tested and approved water based concrete curing compound to concrete/ masonry su... | sqm | 312 | 53.9
Calculated W - SUM of the Amount column above
W as printed in the DAR |  |  |  |  | 134543.86
Difference (calculated - printed)
SAY (Rs.) - final DAR rate as printed (fixed value, not computed) |  |  |  |  | 1152.35
26.73 | Fabrication & Manufacturing of Prestressed Hollow Core slab (Hollow area 25 to 30%) of different thickness & modular width 1200 mm in Controlled Factory Environment with approved methodology confirming to IS 10297:1982 by using long line casting method having arrangement of proper steel bed. Concreting should be done by batch mixing plant capable of producing zero slump concrete, transported through automatic shuttels of standard make & layed on bed with the help of extruder/Slipformer, finishing, curing and also provision of steam curing. Cutting, making necessary cutout/holes of required sizes for services in slab element after achieving required strength, yard handling & stacking all complete as per approved shop drawings & design mix as per the direction of the Engineer-in-charge. (Cost of strands should be paid separately). Note: Excess/less cement over the specified cement content
used as per design
26.73.1 | Concrete Grade-M-40 (cement content 400 kg )
26.73.1.2 | 120 mm thick hollow core slab Detail cost of 12.96 cum (120 Rmt ) 120 Rmt X 1.20 m X .12 (25 % hollow)
Details of cost for 120 metre ¦ Source: CivilDAR_2019_Vol_2.pdf, page 1086
Code | Description | Unit | Quantity | Rate (Rs.) | Amount (Rs.) | Note
5.33.2 | Rate as per item 5.33.2 - Providing and laying in position machine batched and machine mixed design mix M-25 grade cement concrete fo... | cum | 12.96 | 9400.85
5.34.2 | Rate as per item 5.34.2 - Extra for providing richer mixes at all floor levels. Note:- Excess/less cement over the specified cement c... | cum | 12.96 | 139.45
5.35 | Rate as per item 5.35 - Add for using extra cement in the items of design mix over and above the specified cement content therein | quintal | 6.48 | 673.3
9999 | Hollow core bed cost | L.S. | 1301 | 2
0031 | Steam curing by using boiler /Heater | cum | 12.96 | 500
9999 | Extra cost for preparing zero slump concrete | L.S. | 1124 | 2
9999 | Cutting, marking, lifting & transportation | L.S. | 578 | 2
9999 | Sundries | L.S. | 13 | 2
5.41.1 | Rate as per item 5.41.1 - Supplying and applying pre tested and approved water based concrete curing compound to concrete/ masonry su... | sqm | 316.8 | 53.9
Calculated W - SUM of the Amount column above
W as printed in the DAR |  |  |  |  | 157592.79
Difference (calculated - printed)
SAY (Rs.) - final DAR rate as printed (fixed value, not computed) |  |  |  |  | 1348.5
26.73 | Fabrication & Manufacturing of Prestressed Hollow Core slab (Hollow area 25 to 30%) of different thickness & modular width 1200 mm in Controlled Factory Environment with approved methodology confirming to IS 10297:1982 by using long line casting method having arrangement of proper steel bed. Concreting should be done by batch mixing plant capable of producing zero slump concrete, transported through automatic shuttels of standard make & layed on bed with the help of extruder/Slipformer, finishing, curing and also provision of steam curing. Cutting, making necessary cutout/holes of required sizes for services in slab element after achieving required strength, yard handling & stacking all complete as per approved shop drawings & design mix as per the direction of the Engineer-in-charge. (Cost of strands should be paid separately). Note: Excess/less cement over the specified cement content
used as per design
26.73.1 | Concrete Grade-M-40 (cement content 400 kg )
26.73.1.3 | 150 mm thick hollow core slab Detail cost of 16.20 cum (120 Rmt ) 120 Rmt X 1.20 m X 0.15 (25 % hollow)
Details of cost for 120 metre ¦ Source: CivilDAR_2019_Vol_2.pdf, page 1087
Code | Description | Unit | Quantity | Rate (Rs.) | Amount (Rs.) | Note
5.33.2 | Rate as per item 5.33.2 - Providing and laying in position machine batched and machine mixed design mix M-25 grade cement concrete fo... | cum | 16.2 | 9400.85
5.34.2 | Rate as per item 5.34.2 - Extra for providing richer mixes at all floor levels. Note:- Excess/less cement over the specified cement c... | cum | 16.2 | 139.45
5.35 | Rate as per item 5.35 - Add for using extra cement in the items of design mix over and above the specified cement content therein | quintal | 8.1 | 673.3
9999 | Hollow core bed cost | L.S. | 1301 | 2
0031 | Steam curing by using boiler /Heater | cum | 16.2 | 500
9999 | Extra cost for preparing zero slump concrete | L.S. | 1405 | 2
9999 | Cutting, marking, lifting & transportation | L.S. | 578 | 2
9999 | Sundries | L.S. | 13 | 2
5.41.1 | Rate as per item 5.41.1 - Supplying and applying pre tested and approved water based concrete curing compound to concrete/ masonry su... | sqm | 324 | 53.9
Calculated W - SUM of the Amount column above
W as printed in the DAR |  |  |  |  | 192164.19
Difference (calculated - printed)
SAY (Rs.) - final DAR rate as printed (fixed value, not computed) |  |  |  |  | 1642.75
26.73 | Fabrication & Manufacturing of Prestressed Hollow Core slab (Hollow area 25 to 30%) of different thickness & modular width 1200 mm in Controlled Factory Environment with approved methodology confirming to IS 10297:1982 by using long line casting method having arrangement of proper steel bed. Concreting should be done by batch mixing plant capable of producing zero slump concrete, transported through automatic shuttels of standard make & layed on bed with the help of extruder/Slipformer, finishing, curing and also provision of steam curing. Cutting, making necessary cutout/holes of required sizes for services in slab element after achieving required strength, yard handling & stacking all complete as per approved shop drawings & design mix as per the direction of the Engineer-in-charge. (Cost of strands should be paid separately). Note: Excess/less cement over the specified cement content
used as per design
26.73.1 | Concrete Grade-M-40 (cement content 400 kg )
26.73.1.4 | 200 mm thick hollow core slab Detail cost of 20.160 cum (120 Rmt ) 120 Rmt X 1.20 m X0.20 (30 % hollow)
Details of cost for 120 metre ¦ Source: CivilDAR_2019_Vol_2.pdf, page 1088
Code | Description | Unit | Quantity | Rate (Rs.) | Amount (Rs.) | Note
5.33.2 | Rate as per item 5.33.2 - Providing and laying in position machine batched and machine mixed design mix M-25 grade cement concrete fo... | cum | 20.16 | 9400.85
5.34.2 | Rate as per item 5.34.2 - Extra for providing richer mixes at all floor levels. Note:- Excess/less cement over the specified cement c... | cum | 20.16 | 139.45
5.35 | Rate as per item 5.35 - Add for using extra cement in the items of design mix over and above the specified cement content therein | quintal | 10.08 | 673.3
9999 | Hollow core bed cost | L.S. | 1301 | 2
0031 | Steam curing by using boiler /Heater | cum | 20.16 | 500
9999 | Extra cost for preparing zero slump concrete | L.S. | 1748 | 2
9999 | Cutting, marking, lifting & transportation | L.S. | 578 | 2
9999 | Sundries | L.S. | 13 | 2
5.41.1 | Rate as per item 5.41.1 - Supplying and applying pre tested and approved water based concrete curing compound to concrete/ masonry su... | sqm | 336 | 53.9
Calculated W - SUM of the Amount column above
W as printed in the DAR |  |  |  |  | 234589.71
Difference (calculated - printed)
SAY (Rs.) - final DAR rate as printed (fixed value, not computed) |  |  |  |  | 2003.8
26.73 | Fabrication & Manufacturing of Prestressed Hollow Core slab (Hollow area 25 to 30%) of different thickness & modular width 1200 mm in Controlled Factory Environment with approved methodology confirming to IS 10297:1982 by using long line casting method having arrangement of proper steel bed. Concreting should be done by batch mixing plant capable of producing zero slump concrete, transported through automatic shuttels of standard make & layed on bed with the help of extruder/Slipformer, finishing, curing and also provision of steam curing. Cutting, making necessary cutout/holes of required sizes for services in slab element after achieving required strength, yard handling & stacking all complete as per approved shop drawings & design mix as per the direction of the Engineer-in-charge. (Cost of strands should be paid separately). Note: Excess/less cement over the specified cement content
used as per design
26.73.1 | Concrete Grade-M-40 (cement content 400 kg )
26.73.1.5 | 250 mm thick hollow core slab Detail cost of 25.20 cum (120 Rmt ) 120 Rmt X 1.20 m X 0.25 (30 % hollow)
Details of cost for 120 metre ¦ Source: CivilDAR_2019_Vol_2.pdf, page 1088
Code | Description | Unit | Quantity | Rate (Rs.) | Amount (Rs.) | Note
5.33.2 | Rate as per item 5.33.2 - Providing and laying in position machine batched and machine mixed design mix M-25 grade cement concrete fo... | cum | 25.2 | 9400.85
5.34.2 | Rate as per item 5.34.2 - Extra for providing richer mixes at all floor levels. Note:- Excess/less cement over the specified cement c... | cum | 25.2 | 139.45
5.35 | Rate as per item 5.35 - Add for using extra cement in the items of design mix over and above the specified cement content therein | quintal | 12.6 | 673.3
9999 | Hollow core bed cost | L.S. | 1301 | 2
0031 | Steam curing by using boiler /Heater | cum | 25.2 | 500
9999 | Extra cost for preparing zero slump concrete | L.S. | 2185 | 2
9999 | Cutting, marking, lifting & transportation | L.S. | 578 | 2
9999 | Sundries | L.S. | 13 | 2
5.41.1 | Rate as per item 5.41.1 - Supplying and applying pre tested and approved water based concrete curing compound to concrete/ masonry su... | sqm | 348 | 53.9
Calculated W - SUM of the Amount column above
W as printed in the DAR |  |  |  |  | 288410.34
Difference (calculated - printed)
SAY (Rs.) - final DAR rate as printed (fixed value, not computed) |  |  |  |  | 2461.85
26.73 | Fabrication & Manufacturing of Prestressed Hollow Core slab (Hollow area 25 to 30%) of different thickness & modular width 1200 mm in Controlled Factory Environment with approved methodology confirming to IS 10297:1982 by using long line casting method having arrangement of proper steel bed. Concreting should be done by batch mixing plant capable of producing zero slump concrete, transported through automatic shuttels of standard make & layed on bed with the help of extruder/Slipformer, finishing, curing and also provision of steam curing. Cutting, making necessary cutout/holes of required sizes for services in slab element after achieving required strength, yard handling & stacking all complete as per approved shop drawings & design mix as per the direction of the Engineer-in-charge. (Cost of strands should be paid separately). Note: Excess/less cement over the specified cement content
used as per design
26.73.1 | Concrete Grade-M-40 (cement content 400 kg )
26.73.1.6 | 300 mm thick hollow core slab Detail cost of 30.24 cum (120 Rmt ) 120 Rmt X 1.20 m X 0.30 (30 % hollow)
Details of cost for 120 metre ¦ Source: CivilDAR_2019_Vol_2.pdf, page 1089
Code | Description | Unit | Quantity | Rate (Rs.) | Amount (Rs.) | Note
5.33.2 | Rate as per item 5.33.2 - Providing and laying in position machine batched and machine mixed design mix M-25 grade cement concrete fo... | cum | 30.24 | 9400.85
5.34.2 | Rate as per item 5.34.2 - Extra for providing richer mixes at all floor levels. Note:- Excess/less cement over the specified cement c... | cum | 30.24 | 139.45
5.35 | Rate as per item 5.35 - Add for using extra cement in the items of design mix over and above the specified cement content therein | quintal | 15.12 | 673.3
9999 | Hollow core bed cost | L.S. | 1301 | 2
0031 | Steam curing by using boiler /Heater | cum | 30.24 | 500
9999 | Extra cost for preparing zero slump concrete | L.S. | 2622 | 2
9999 | Cutting, marking, lifting & transportation | L.S. | 578 | 2
9999 | Sundries | L.S. | 13 | 2
5.41.1 | Rate as per item 5.41.1 - Supplying and applying pre tested and approved water based concrete curing compound to concrete/ masonry su... | sqm | 360 | 53.9
Calculated W - SUM of the Amount column above
W as printed in the DAR |  |  |  |  | 342230.97
Difference (calculated - printed)
SAY (Rs.) - final DAR rate as printed (fixed value, not computed) |  |  |  |  | 2919.95
26.73 | Fabrication & Manufacturing of Prestressed Hollow Core slab (Hollow area 25 to 30%) of different thickness & modular width 1200 mm in Controlled Factory Environment with approved methodology confirming to IS 10297:1982 by using long line casting method having arrangement of proper steel bed. Concreting should be done by batch mixing plant capable of producing zero slump concrete, transported through automatic shuttels of standard make & layed on bed with the help of extruder/Slipformer, finishing, curing and also provision of steam curing. Cutting, making necessary cutout/holes of required sizes for services in slab element after achieving required strength, yard handling & stacking all complete as per approved shop drawings & design mix as per the direction of the Engineer-in-charge. (Cost of strands should be paid separately). Note: Excess/less cement over the specified cement content
used as per design
26.73.1 | Concrete Grade-M-40 (cement content 400 kg )
26.73.1.7 | 350 mm thick hollow core slab Detail cost of 35.28 cum (120 Rmt ) 120 Rmt X 1.20 m X 0.35 (30 % hollow)
Details of cost for 120 metre ¦ Source: CivilDAR_2019_Vol_2.pdf, page 1090
Code | Description | Unit | Quantity | Rate (Rs.) | Amount (Rs.) | Note
5.33.2 | Rate as per item 5.33.2 - Providing and laying in position machine batched and machine mixed design mix M-25 grade cement concrete fo... | cum | 35.28 | 9400.85
5.34.2 | Rate as per item 5.34.2 - Extra for providing richer mixes at all floor levels. Note:- Excess/less cement over the specified cement c... | cum | 35.28 | 139.45
5.35 | Rate as per item 5.35 - Add for using extra cement in the items of design mix over and above the specified cement content therein | quintal | 17.64 | 673.3
9999 | Hollow core bed cost | L.S. | 1301 | 2
0031 | Steam curing by using boiler /Heater | cum | 35.28 | 500
9999 | Extra cost for preparing zero slump concrete | L.S. | 3059 | 2
9999 | Cutting, marking, lifting & transportation | L.S. | 578 | 2
9999 | Sundries | L.S. | 13 | 2
5.41.1 | Rate as per item 5.41.1 - Supplying and applying pre tested and approved water based concrete curing compound to concrete/ masonry su... | sqm | 372 | 53.9
Calculated W - SUM of the Amount column above
W as printed in the DAR |  |  |  |  | 396051.6
Difference (calculated - printed)
SAY (Rs.) - final DAR rate as printed (fixed value, not computed) |  |  |  |  | 3378
26.73 | Fabrication & Manufacturing of Prestressed Hollow Core slab (Hollow area 25 to 30%) of different thickness & modular width 1200 mm in Controlled Factory Environment with approved methodology confirming to IS 10297:1982 by using long line casting method having arrangement of proper steel bed. Concreting should be done by batch mixing plant capable of producing zero slump concrete, transported through automatic shuttels of standard make & layed on bed with the help of extruder/Slipformer, finishing, curing and also provision of steam curing. Cutting, making necessary cutout/holes of required sizes for services in slab element after achieving required strength, yard handling & stacking all complete as per approved shop drawings & design mix as per the direction of the Engineer-in-charge. (Cost of strands should be paid separately). Note: Excess/less cement over the specified cement content
used as per design
26.73.1 | Concrete Grade-M-40 (cement content 400 kg )
26.73.1.8 | 400 mm thick hollow core slab Detail cost of 40.32 cum (120 Rmt ) 120 Rmt X 1.20 m X 0.40 (30 % hollow)
Details of cost for 120 metre ¦ Source: CivilDAR_2019_Vol_2.pdf, page 1090
Code | Description | Unit | Quantity | Rate (Rs.) | Amount (Rs.) | Note
5.33.2 | Rate as per item 5.33.2 - Providing and laying in position machine batched and machine mixed design mix M-25 grade cement concrete fo... | cum | 40.32 | 9400.85
5.34.2 | Rate as per item 5.34.2 - Extra for providing richer mixes at all floor levels. Note:- Excess/less cement over the specified cement c... | cum | 40.32 | 139.45
5.35 | Rate as per item 5.35 - Add for using extra cement in the items of design mix over and above the specified cement content therein | quintal | 20.16 | 673.3
9999 | Hollow core bed cost | L.S. | 1301 | 2
0031 | Steam curing by using boiler /Heater | cum | 40.32 | 500
9999 | Extra cost for preparing zero slump concrete | L.S. | 3496 | 2
9999 | Cutting, marking, lifting & transportation | L.S. | 578 | 2
9999 | Sundries | L.S. | 13 | 2
5.41.1 | Rate as per item 5.41.1 - Supplying and applying pre tested and approved water based concrete curing compound to concrete/ masonry su... | sqm | 384 | 53.9
Calculated W - SUM of the Amount column above
W as printed in the DAR |  |  |  |  | 449872.22
Difference (calculated - printed)
SAY (Rs.) - final DAR rate as printed (fixed value, not computed) |  |  |  |  | 3836.05
26.73 | Fabrication & Manufacturing of Prestressed Hollow Core slab (Hollow area 25 to 30%) of different thickness & modular width 1200 mm in Controlled Factory Environment with approved methodology confirming to IS 10297:1982 by using long line casting method having arrangement of proper steel bed. Concreting should be done by batch mixing plant capable of producing zero slump concrete, transported through automatic shuttels of standard make & layed on bed with the help of extruder/Slipformer, finishing, curing and also provision of steam curing. Cutting, making necessary cutout/holes of required sizes for services in slab element after achieving required strength, yard handling & stacking all complete as per approved shop drawings & design mix as per the direction of the Engineer-in-charge. (Cost of strands should be paid separately). Note: Excess/less cement over the specified cement content
used as per design
26.73.2 | Extra for using M-50 (Cement content 425 kg) instead of M-40
26.73.2.1 | 100mm thick hollow core slab Detail cost of 10.80 cum (120 Rmt ) 120 Rmt X 1.20 m X .10 (25 % hollow) Cement for M-50 Mix = 4.590 T Cement for M-40 Mix = 4.320 T Difference 0.270 T
Details of cost for 120 metre ¦ Source: CivilDAR_2019_Vol_2.pdf, page 1091
Code | Description | Unit | Quantity | Rate (Rs.) | Amount (Rs.) | Note
0367 | Portland Cement | tonne | 0.27 | 4940
2209 | Carriage of cement | tonne | 0.27 | 92.24
7318 | Plasticizer or Super Plasticizer 2% of cement content | kg | 5.4 | 36
Calculated W - SUM of the Amount column above
W as printed in the DAR |  |  |  |  | 1553.1
Difference (calculated - printed)
SAY (Rs.) - final DAR rate as printed (fixed value, not computed) |  |  |  |  | 17.3
26.73 | Fabrication & Manufacturing of Prestressed Hollow Core slab (Hollow area 25 to 30%) of different thickness & modular width 1200 mm in Controlled Factory Environment with approved methodology confirming to IS 10297:1982 by using long line casting method having arrangement of proper steel bed. Concreting should be done by batch mixing plant capable of producing zero slump concrete, transported through automatic shuttels of standard make & layed on bed with the help of extruder/Slipformer, finishing, curing and also provision of steam curing. Cutting, making necessary cutout/holes of required sizes for services in slab element after achieving required strength, yard handling & stacking all complete as per approved shop drawings & design mix as per the direction of the Engineer-in-charge. (Cost of strands should be paid separately). Note: Excess/less cement over the specified cement content
used as per design
26.73.2 | Extra for using M-50 (Cement content 425 kg) instead of M-40
26.73.2.2 | 120mm thick hollow core slab Detail cost of 12.96 cum (120 Rmt ) 120 Rmt X 1.20 m X .12 (25 % hollow) Cement for M-50 Mix = 5.508 T Cement for M-40 Mix = 5.184 T Difference 0.324 T
Details of cost for 120 metre ¦ Source: CivilDAR_2019_Vol_2.pdf, page 1091
Code | Description | Unit | Quantity | Rate (Rs.) | Amount (Rs.) | Note
0367 | Portland Cement | tonne | 0.324 | 4940
2209 | Carriage of cement | tonne | 0.324 | 92.24
7318 | Plasticizer or Super Plasticizer 2% of cement content | kg | 6.48 | 36
Calculated W - SUM of the Amount column above
W as printed in the DAR |  |  |  |  | 1863.73
Difference (calculated - printed)
SAY (Rs.) - final DAR rate as printed (fixed value, not computed) |  |  |  |  | 20.8
26.73 | Fabrication & Manufacturing of Prestressed Hollow Core slab (Hollow area 25 to 30%) of different thickness & modular width 1200 mm in Controlled Factory Environment with approved methodology confirming to IS 10297:1982 by using long line casting method having arrangement of proper steel bed. Concreting should be done by batch mixing plant capable of producing zero slump concrete, transported through automatic shuttels of standard make & layed on bed with the help of extruder/Slipformer, finishing, curing and also provision of steam curing. Cutting, making necessary cutout/holes of required sizes for services in slab element after achieving required strength, yard handling & stacking all complete as per approved shop drawings & design mix as per the direction of the Engineer-in-charge. (Cost of strands should be paid separately). Note: Excess/less cement over the specified cement content
used as per design
26.73.2 | Extra for using M-50 (Cement content 425 kg) instead of M-40
26.73.2.3 | 150mm thick hollow core slab Detail cost of 16.20 cum (120 Rmt ) 120 Rmt X 1.20 m X 0.15 (25 % hollow) Cement for M-50 Mix = 6.885 T Cement for M-40 Mix = 6.480 T Difference 0.405 T
Details of cost for 120 metre ¦ Source: CivilDAR_2019_Vol_2.pdf, page 1092
Code | Description | Unit | Quantity | Rate (Rs.) | Amount (Rs.) | Note
0367 | Portland Cement | tonne | 0.405 | 4940
2209 | Carriage of cement | tonne | 0.405 | 92.24
7318 | Plasticizer or Super Plasticizer 2% of cement content | kg | 8.1 | 36
Calculated W - SUM of the Amount column above
W as printed in the DAR |  |  |  |  | 2329.66
Difference (calculated - printed)
SAY (Rs.) - final DAR rate as printed (fixed value, not computed) |  |  |  |  | 25.95
26.73 | Fabrication & Manufacturing of Prestressed Hollow Core slab (Hollow area 25 to 30%) of different thickness & modular width 1200 mm in Controlled Factory Environment with approved methodology confirming to IS 10297:1982 by using long line casting method having arrangement of proper steel bed. Concreting should be done by batch mixing plant capable of producing zero slump concrete, transported through automatic shuttels of standard make & layed on bed with the help of extruder/Slipformer, finishing, curing and also provision of steam curing. Cutting, making necessary cutout/holes of required sizes for services in slab element after achieving required strength, yard handling & stacking all complete as per approved shop drawings & design mix as per the direction of the Engineer-in-charge. (Cost of strands should be paid separately). Note: Excess/less cement over the specified cement content
used as per design
26.73.2 | Extra for using M-50 (Cement content 425 kg) instead of M-40
26.73.2.4 | 200mm thick hollow core slab Detail cost of 20.160 cum (120 Rmt ) 120 Rmt X 1.20 m X0.20 (30 % hollow) Cement for M-50 Mix = 8.568 T Cement for M-40 Mix = 8.064 T Difference 0.504 T
Details of cost for 120 metre ¦ Source: CivilDAR_2019_Vol_2.pdf, page 1093
Code | Description | Unit | Quantity | Rate (Rs.) | Amount (Rs.) | Note
0367 | Portland Cement | tonne | 0.504 | 4940
2209 | Carriage of cement | tonne | 0.504 | 92.24
7318 | Plasticizer or Super Plasticizer 2% of cement content | kg | 10.08 | 36
Calculated W - SUM of the Amount column above
W as printed in the DAR |  |  |  |  | 2899.13
Difference (calculated - printed)
SAY (Rs.) - final DAR rate as printed (fixed value, not computed) |  |  |  |  | 32.3
26.73 | Fabrication & Manufacturing of Prestressed Hollow Core slab (Hollow area 25 to 30%) of different thickness & modular width 1200 mm in Controlled Factory Environment with approved methodology confirming to IS 10297:1982 by using long line casting method having arrangement of proper steel bed. Concreting should be done by batch mixing plant capable of producing zero slump concrete, transported through automatic shuttels of standard make & layed on bed with the help of extruder/Slipformer, finishing, curing and also provision of steam curing. Cutting, making necessary cutout/holes of required sizes for services in slab element after achieving required strength, yard handling & stacking all complete as per approved shop drawings & design mix as per the direction of the Engineer-in-charge. (Cost of strands should be paid separately). Note: Excess/less cement over the specified cement content
used as per design
26.73.2 | Extra for using M-50 (Cement content 425 kg) instead of M-40
26.73.2.5 | 250mm thick hollow core slab Detail cost of 25.20 cum (120 Rmt ) 120 Rmt X 1.20 m X 0.25 (30 % hollow) Cement for M-50 Mix = 10.710 T Cement for M-40 Mix = 10.080 T Difference 0.630 T
Details of cost for 120 metre ¦ Source: CivilDAR_2019_Vol_2.pdf, page 1093
Code | Description | Unit | Quantity | Rate (Rs.) | Amount (Rs.) | Note
0367 | Portland Cement | tonne | 0.63 | 4940
2209 | Carriage of cement | tonne | 0.63 | 92.24
7318 | Plasticizer or Super Plasticizer 2% of cement content | kg | 12.6 | 36
Calculated W - SUM of the Amount column above
W as printed in the DAR |  |  |  |  | 3623.91
Difference (calculated - printed)
SAY (Rs.) - final DAR rate as printed (fixed value, not computed) |  |  |  |  | 40.4
26.73 | Fabrication & Manufacturing of Prestressed Hollow Core slab (Hollow area 25 to 30%) of different thickness & modular width 1200 mm in Controlled Factory Environment with approved methodology confirming to IS 10297:1982 by using long line casting method having arrangement of proper steel bed. Concreting should be done by batch mixing plant capable of producing zero slump concrete, transported through automatic shuttels of standard make & layed on bed with the help of extruder/Slipformer, finishing, curing and also provision of steam curing. Cutting, making necessary cutout/holes of required sizes for services in slab element after achieving required strength, yard handling & stacking all complete as per approved shop drawings & design mix as per the direction of the Engineer-in-charge. (Cost of strands should be paid separately). Note: Excess/less cement over the specified cement content
used as per design
26.73.2 | Extra for using M-50 (Cement content 425 kg) instead of M-40
26.73.2.6 | 300mm thick hollow core slab Detail cost of 30.24 cum (120 Rmt ) 120 Rmt X 1.20 m X 0.30 (30 % hollow) Cement for M-50 Mix = 12.852 T Cement for M-40 Mix = 12.096 T Difference 0.756 T
Details of cost for 120 metre ¦ Source: CivilDAR_2019_Vol_2.pdf, page 1094
Code | Description | Unit | Quantity | Rate (Rs.) | Amount (Rs.) | Note
0367 | Portland Cement | tonne | 0.756 | 4940
2209 | Carriage of cement | tonne | 0.756 | 92.24
7318 | Plasticizer or Super Plasticizer 2% of cement content | kg | 15.12 | 36
Calculated W - SUM of the Amount column above
W as printed in the DAR |  |  |  |  | 4348.69
Difference (calculated - printed)
SAY (Rs.) - final DAR rate as printed (fixed value, not computed) |  |  |  |  | 48.5
26.73 | Fabrication & Manufacturing of Prestressed Hollow Core slab (Hollow area 25 to 30%) of different thickness & modular width 1200 mm in Controlled Factory Environment with approved methodology confirming to IS 10297:1982 by using long line casting method having arrangement of proper steel bed. Concreting should be done by batch mixing plant capable of producing zero slump concrete, transported through automatic shuttels of standard make & layed on bed with the help of extruder/Slipformer, finishing, curing and also provision of steam curing. Cutting, making necessary cutout/holes of required sizes for services in slab element after achieving required strength, yard handling & stacking all complete as per approved shop drawings & design mix as per the direction of the Engineer-in-charge. (Cost of strands should be paid separately). Note: Excess/less cement over the specified cement content
used as per design
26.73.2 | Extra for using M-50 (Cement content 425 kg) instead of M-40
26.73.2.7 | 350mm thick hollow core slab Detail cost of 35.28 cum (120 Rmt ) 120 Rmt X 1.20 m X 0.35 (30 % hollow) Cement for M-50 Mix = 14.994 T Cement for M-40 Mix = 14.112 T Difference 0.882 T
Details of cost for 120 metre ¦ Source: CivilDAR_2019_Vol_2.pdf, page 1094
Code | Description | Unit | Quantity | Rate (Rs.) | Amount (Rs.) | Note
0367 | Portland Cement | tonne | 0.882 | 4940
2209 | Carriage of cement | tonne | 0.882 | 92.24
7318 | Plasticizer or Super Plasticizer 2% of cement content | kg | 17.64 | 36
Calculated W - SUM of the Amount column above
W as printed in the DAR |  |  |  |  | 5073.48
Difference (calculated - printed)
SAY (Rs.) - final DAR rate as printed (fixed value, not computed) |  |  |  |  | 56.55
26.73 | Fabrication & Manufacturing of Prestressed Hollow Core slab (Hollow area 25 to 30%) of different thickness & modular width 1200 mm in Controlled Factory Environment with approved methodology confirming to IS 10297:1982 by using long line casting method having arrangement of proper steel bed. Concreting should be done by batch mixing plant capable of producing zero slump concrete, transported through automatic shuttels of standard make & layed on bed with the help of extruder/Slipformer, finishing, curing and also provision of steam curing. Cutting, making necessary cutout/holes of required sizes for services in slab element after achieving required strength, yard handling & stacking all complete as per approved shop drawings & design mix as per the direction of the Engineer-in-charge. (Cost of strands should be paid separately). Note: Excess/less cement over the specified cement content
used as per design
26.73.2 | Extra for using M-50 (Cement content 425 kg) instead of M-40
26.73.2.8 | 400mm thick hollow core slab Detail cost of 40.32 cum (120 Rmt ) 120 Rmt X 1.20 m X 0.40 (30 % hollow) Cement for M-50 Mix = 17.136 T Cement for M-40 Mix = 16.128 T Difference 1.008 T
Details of cost for 120 metre ¦ Source: CivilDAR_2019_Vol_2.pdf, page 1095
Code | Description | Unit | Quantity | Rate (Rs.) | Amount (Rs.) | Note
0367 | Portland Cement | tonne | 1.008 | 4940
2209 | Carriage of cement | tonne | 1.008 | 92.24
7318 | Plasticizer or Super Plasticizer 2% of cement content | kg | 20.16 | 36
Calculated W - SUM of the Amount column above
W as printed in the DAR |  |  |  |  | 5798.26
Difference (calculated - printed)
SAY (Rs.) - final DAR rate as printed (fixed value, not computed) |  |  |  |  | 64.65
26.73 | Fabrication & Manufacturing of Prestressed Hollow Core slab (Hollow area 25 to 30%) of different thickness & modular width 1200 mm in Controlled Factory Environment with approved methodology confirming to IS 10297:1982 by using long line casting method having arrangement of proper steel bed. Concreting should be done by batch mixing plant capable of producing zero slump concrete, transported through automatic shuttels of standard make & layed on bed with the help of extruder/Slipformer, finishing, curing and also provision of steam curing. Cutting, making necessary cutout/holes of required sizes for services in slab element after achieving required strength, yard handling & stacking all complete as per approved shop drawings & design mix as per the direction of the Engineer-in-charge. (Cost of strands should be paid separately). Note: Excess/less cement over the specified cement content
used as per design
26.73.3 | Extra for using M-60 (Cement content 440 kg) instead of M-40
26.73.3.1 | 100mm thick hollow core slab Detail cost of 10.80 cum (120 Rmt ) 120 Rmt X 1.20 m X .10 (25 % hollow) Cement for M-60 Mix = 4.752 T Cement for M-40 Mix = 4.320 T Difference 0.432 T
Details of cost for 120 metre ¦ Source: CivilDAR_2019_Vol_2.pdf, page 1095
Code | Description | Unit | Quantity | Rate (Rs.) | Amount (Rs.) | Note
0367 | Portland Cement | tonne | 0.432 | 4940
2209 | Carriage of cement | tonne | 0.432 | 92.24
7318 | Plasticizer or Super Plasticizer 2% of cement content | kg | 8.64 | 36
Calculated W - SUM of the Amount column above
W as printed in the DAR |  |  |  |  | 2484.97
Difference (calculated - printed)
SAY (Rs.) - final DAR rate as printed (fixed value, not computed) |  |  |  |  | 27.7
26.73 | Fabrication & Manufacturing of Prestressed Hollow Core slab (Hollow area 25 to 30%) of different thickness & modular width 1200 mm in Controlled Factory Environment with approved methodology confirming to IS 10297:1982 by using long line casting method having arrangement of proper steel bed. Concreting should be done by batch mixing plant capable of producing zero slump concrete, transported through automatic shuttels of standard make & layed on bed with the help of extruder/Slipformer, finishing, curing and also provision of steam curing. Cutting, making necessary cutout/holes of required sizes for services in slab element after achieving required strength, yard handling & stacking all complete as per approved shop drawings & design mix as per the direction of the Engineer-in-charge. (Cost of strands should be paid separately). Note: Excess/less cement over the specified cement content
used as per design
26.73.3 | Extra for using M-60 (Cement content 440 kg) instead of M-40
26.73.3.2 | 120mm thick hollow core slab Detail cost of 12.96 cum (120 Rmt ) 120 Rmt X 1.20 m X .12 (25 % hollow) Cement for M-60 Mix = 5.702 T Cement for M-40 Mix = 5.184 T Difference 0.518 T
Details of cost for 120 metre ¦ Source: CivilDAR_2019_Vol_2.pdf, page 1096
Code | Description | Unit | Quantity | Rate (Rs.) | Amount (Rs.) | Note
0367 | Portland Cement | tonne | 0.518 | 4940
2209 | Carriage of cement | tonne | 0.518 | 92.24
7318 | Plasticizer or Super Plasticizer 2% of cement content | kg | 10.368 | 36
Calculated W - SUM of the Amount column above
W as printed in the DAR |  |  |  |  | 2979.95
Difference (calculated - printed)
SAY (Rs.) - final DAR rate as printed (fixed value, not computed) |  |  |  |  | 33.2
26.73 | Fabrication & Manufacturing of Prestressed Hollow Core slab (Hollow area 25 to 30%) of different thickness & modular width 1200 mm in Controlled Factory Environment with approved methodology confirming to IS 10297:1982 by using long line casting method having arrangement of proper steel bed. Concreting should be done by batch mixing plant capable of producing zero slump concrete, transported through automatic shuttels of standard make & layed on bed with the help of extruder/Slipformer, finishing, curing and also provision of steam curing. Cutting, making necessary cutout/holes of required sizes for services in slab element after achieving required strength, yard handling & stacking all complete as per approved shop drawings & design mix as per the direction of the Engineer-in-charge. (Cost of strands should be paid separately). Note: Excess/less cement over the specified cement content
used as per design
26.73.3 | Extra for using M-60 (Cement content 440 kg) instead of M-40
26.73.3.3 | 150mm thick hollow core slab Detail cost of 16.20 cum (120 Rmt ) 120 Rmt X 1.20 m X 0.15 (25 % hollow) Cement for M-60 Mix = 7.128 T Cement for M-40 Mix = 6.480 T Difference 0.648 T
Details of cost for 120 metre ¦ Source: CivilDAR_2019_Vol_2.pdf, page 1096
Code | Description | Unit | Quantity | Rate (Rs.) | Amount (Rs.) | Note
0367 | Portland Cement | tonne | 0.648 | 4940
2209 | Carriage of cement | tonne | 0.648 | 92.24
7318 | Plasticizer or Super Plasticizer 2% of cement content | kg | 12.96 | 36
Calculated W - SUM of the Amount column above
W as printed in the DAR |  |  |  |  | 3727.45
Difference (calculated - printed)
SAY (Rs.) - final DAR rate as printed (fixed value, not computed) |  |  |  |  | 41.55
26.73 | Fabrication & Manufacturing of Prestressed Hollow Core slab (Hollow area 25 to 30%) of different thickness & modular width 1200 mm in Controlled Factory Environment with approved methodology confirming to IS 10297:1982 by using long line casting method having arrangement of proper steel bed. Concreting should be done by batch mixing plant capable of producing zero slump concrete, transported through automatic shuttels of standard make & layed on bed with the help of extruder/Slipformer, finishing, curing and also provision of steam curing. Cutting, making necessary cutout/holes of required sizes for services in slab element after achieving required strength, yard handling & stacking all complete as per approved shop drawings & design mix as per the direction of the Engineer-in-charge. (Cost of strands should be paid separately). Note: Excess/less cement over the specified cement content
used as per design
26.73.3 | Extra for using M-60 (Cement content 440 kg) instead of M-40
26.73.3.4 | 200mm thick hollow core slab Detail cost of 20.160 cum (120 Rmt ) 120 Rmt X 1.20 m X0.20 (30 % hollow) Cement for M-60 Mix = 8.870 T Cement for M-40 Mix = 8.064 T Difference 0.806 T
Details of cost for 120 metre ¦ Source: CivilDAR_2019_Vol_2.pdf, page 1097
Code | Description | Unit | Quantity | Rate (Rs.) | Amount (Rs.) | Note
0367 | Portland Cement | tonne | 0.806 | 4940
2209 | Carriage of cement | tonne | 0.806 | 92.24
7318 | Plasticizer or Super Plasticizer 2% of cement content | kg | 16.128 | 36
Calculated W - SUM of the Amount column above
W as printed in the DAR |  |  |  |  | 4636.59
Difference (calculated - printed)
SAY (Rs.) - final DAR rate as printed (fixed value, not computed) |  |  |  |  | 51.7
26.73 | Fabrication & Manufacturing of Prestressed Hollow Core slab (Hollow area 25 to 30%) of different thickness & modular width 1200 mm in Controlled Factory Environment with approved methodology confirming to IS 10297:1982 by using long line casting method having arrangement of proper steel bed. Concreting should be done by batch mixing plant capable of producing zero slump concrete, transported through automatic shuttels of standard make & layed on bed with the help of extruder/Slipformer, finishing, curing and also provision of steam curing. Cutting, making necessary cutout/holes of required sizes for services in slab element after achieving required strength, yard handling & stacking all complete as per approved shop drawings & design mix as per the direction of the Engineer-in-charge. (Cost of strands should be paid separately). Note: Excess/less cement over the specified cement content
used as per design
26.73.3 | Extra for using M-60 (Cement content 440 kg) instead of M-40
26.73.3.5 | 250mm thick hollow core slab Detail cost of 25.20 cum (120 Rmt ) 120 Rmt X 1.20 m X 0.25 (30 % hollow) Cement for M-60 Mix = 11.088 T Cement for M-40 Mix = 10.080 T Difference 1.008 T
Details of cost for 120 metre ¦ Source: CivilDAR_2019_Vol_2.pdf, page 1097
Code | Description | Unit | Quantity | Rate (Rs.) | Amount (Rs.) | Note
0367 | Portland Cement | tonne | 1.008 | 4940
2209 | Carriage of cement | tonne | 1.008 | 92.24
7318 | Plasticizer or Super Plasticizer 2% of cement content | kg | 20.16 | 36
Calculated W - SUM of the Amount column above
W as printed in the DAR |  |  |  |  | 5798.26
Difference (calculated - printed)
SAY (Rs.) - final DAR rate as printed (fixed value, not computed) |  |  |  |  | 64.65
26.73 | Fabrication & Manufacturing of Prestressed Hollow Core slab (Hollow area 25 to 30%) of different thickness & modular width 1200 mm in Controlled Factory Environment with approved methodology confirming to IS 10297:1982 by using long line casting method having arrangement of proper steel bed. Concreting should be done by batch mixing plant capable of producing zero slump concrete, transported through automatic shuttels of standard make & layed on bed with the help of extruder/Slipformer, finishing, curing and also provision of steam curing. Cutting, making necessary cutout/holes of required sizes for services in slab element after achieving required strength, yard handling & stacking all complete as per approved shop drawings & design mix as per the direction of the Engineer-in-charge. (Cost of strands should be paid separately). Note: Excess/less cement over the specified cement content
used as per design
26.73.3 | Extra for using M-60 (Cement content 440 kg) instead of M-40
26.73.3.6 | 300mm thick hollow core slab Detail cost of 30.24 cum (120 Rmt ) 120 Rmt X 1.20 m X 0.30 (30 % hollow) Cement for M-60 Mix = 13.306 T Cement for M-40 Mix = 12.096 T Difference 1.210 T
Details of cost for 120 metre ¦ Source: CivilDAR_2019_Vol_2.pdf, page 1098
Code | Description | Unit | Quantity | Rate (Rs.) | Amount (Rs.) | Note
0367 | Portland Cement | tonne | 1.21 | 4940
2209 | Carriage of cement | tonne | 1.21 | 92.24
7318 | Plasticizer or Super Plasticizer 2% of cement content | kg | 24.192 | 36
Calculated W - SUM of the Amount column above
W as printed in the DAR |  |  |  |  | 6959.92
Difference (calculated - printed)
SAY (Rs.) - final DAR rate as printed (fixed value, not computed) |  |  |  |  | 77.6
26.73 | Fabrication & Manufacturing of Prestressed Hollow Core slab (Hollow area 25 to 30%) of different thickness & modular width 1200 mm in Controlled Factory Environment with approved methodology confirming to IS 10297:1982 by using long line casting method having arrangement of proper steel bed. Concreting should be done by batch mixing plant capable of producing zero slump concrete, transported through automatic shuttels of standard make & layed on bed with the help of extruder/Slipformer, finishing, curing and also provision of steam curing. Cutting, making necessary cutout/holes of required sizes for services in slab element after achieving required strength, yard handling & stacking all complete as per approved shop drawings & design mix as per the direction of the Engineer-in-charge. (Cost of strands should be paid separately). Note: Excess/less cement over the specified cement content
used as per design
26.73.3 | Extra for using M-60 (Cement content 440 kg) instead of M-40
26.73.3.7 | 350mm thick hollow core slab Detail cost of 35.28 cum (120 Rmt ) 120 Rmt X 1.20 m X 0.35 (30 % hollow) Cement for M-60 Mix = 15.523 T Cement for M-40 Mix = 14.112 T Difference 1.411 T
Details of cost for 120 metre ¦ Source: CivilDAR_2019_Vol_2.pdf, page 1098
Code | Description | Unit | Quantity | Rate (Rs.) | Amount (Rs.) | Note
0367 | Portland Cement | tonne | 1.411 | 4940
2209 | Carriage of cement | tonne | 1.411 | 92.24
7318 | Plasticizer or Super Plasticizer 2% of cement content | kg | 28.224 | 36
Calculated W - SUM of the Amount column above
W as printed in the DAR |  |  |  |  | 8116.55
Difference (calculated - printed)
SAY (Rs.) - final DAR rate as printed (fixed value, not computed) |  |  |  |  | 90.5
26.73 | Fabrication & Manufacturing of Prestressed Hollow Core slab (Hollow area 25 to 30%) of different thickness & modular width 1200 mm in Controlled Factory Environment with approved methodology confirming to IS 10297:1982 by using long line casting method having arrangement of proper steel bed. Concreting should be done by batch mixing plant capable of producing zero slump concrete, transported through automatic shuttels of standard make & layed on bed with the help of extruder/Slipformer, finishing, curing and also provision of steam curing. Cutting, making necessary cutout/holes of required sizes for services in slab element after achieving required strength, yard handling & stacking all complete as per approved shop drawings & design mix as per the direction of the Engineer-in-charge. (Cost of strands should be paid separately). Note: Excess/less cement over the specified cement content
used as per design
26.73.3 | Extra for using M-60 (Cement content 440 kg) instead of M-40
26.73.3.8 | 400mm thick hollow core slab Detail cost of 40.32 cum (120 Rmt ) 120 Rmt X 1.20 m X 0.40 (30 % hollow) Cement for M-60 Mix = 17.741 T Cement for M-40 Mix = 16.128 T Difference 1.613 T
Details of cost for 120 metre ¦ Source: CivilDAR_2019_Vol_2.pdf, page 1099
Code | Description | Unit | Quantity | Rate (Rs.) | Amount (Rs.) | Note
0367 | Portland Cement | tonne | 1.613 | 4940
2209 | Carriage of cement | tonne | 1.613 | 92.24
7318 | Plasticizer or Super Plasticizer 2% of cement content | kg | 32.256 | 36
Calculated W - SUM of the Amount column above
W as printed in the DAR |  |  |  |  | 9278.22
Difference (calculated - printed)
SAY (Rs.) - final DAR rate as printed (fixed value, not computed) |  |  |  |  | 103.45
26.74 | Fabrication and manufacturing of solid precast concrete element with provisions of shear keys, connecting loops, dowel tubes and proper lifting accessories for walls, beams, slabs, stairs, column etc, of various thickness, shape and size of different concrete grades manufactured in controlled factory environment with approved methodology including moulds (Pallet system, Tilts form, table moulds, battery moulds, vertical moulds, beam moulds, column moulds, staircase moulds, Facade mould, etc.), mixing, transporting and placing of concrete, vibrating, curing, finishing, making necessary cutout/holes of required sizes for services, yard handling & stacking all complete as per IS 11447:1985 and as per approved shop drawings and design mix as per the direction of Engineer- in-Charge (Cost of reinforcement, Mechanical, Electrical and Plumbing inserts will be paid separately).
26.74.1 | Concrete grade M-35 (Cement content 370 kgs)
Details of cost for 1.26 cum ¦ Source: CivilDAR_2019_Vol_2.pdf, page 1099
Code | Description | Unit | Quantity | Rate (Rs.) | Amount (Rs.) | Note
5.33.2 | Rate as per item 5.33.2 - Providing and laying in position machine batched and machine mixed design mix M-25 grade cement concrete fo... | cum | 1.26 | 9400.85
5.34.2 | Rate as per item 5.34.2 - Extra for providing richer mixes at all floor levels. Note:- Excess/less cement over the specified cement c... | cum | 1.26 | 139.45
5.35 | Rate as per item 5.35 - Add for using extra cement in the items of design mix over and above the specified cement content therein | quintal | 0.252 | 673.3
9999 | Cost of hosting and fixing moulds | L.S | 372 | 2
5.9.1 | Rate as per item 5.9.1 - Centering and shuttering including strutting, propping etc. and removal of form for - Foundations, footings... | sqm | 1.74 | 284.85
9999 | Table buffing & oiling | L.S | 174 | 2
9999 | Sundries (Extra labour for Lifting, transportation, stacking of finished precast elements) | L.S | 230 | 2
5.41.1 | Rate as per item 5.41.1 - Supplying and applying pre tested and approved water based concrete curing compound to concrete/ masonry su... | sqm | 18.54 | 53.9
7929 | Shear loops (6mm dia GI wire rope) (For vertical joints) 6 nos on each side | each | 12 | 192
7930 | dowel tubes (Corrugated GI pipes 50 to 80mm dia) (For horizontal joints) | metre | 3 | 120
9999 | Shear key (6mm thick mechanically folded MS plate) | L.S | 115 | 2
7931 | Hooks for lifting (Alloy steel) having 2.5 tonne capacity | each | 2 | 250
0155 | Mason (Average) | day | 0.5 | 709
0115 | Coolie | day | 0.5 | 558
0157 | Operator | day | 0.5 | 738
0116 | Fitter (Grade 1) | day | 0.3 | 738
0115 | Coolie | day | 0.3 | 558
9999 | Sundries (Labour cost such as crane, trailer(flat bed & a frames) & panel racks for stacking of precost concrete panel wall) | L.S | 173.41 | 2
Calculated W - SUM of the Amount column above
W as printed in the DAR |  |  |  |  | 20369.51
Difference (calculated - printed)
SAY (Rs.) - final DAR rate as printed (fixed value, not computed) |  |  |  |  | 14554.65
26.74 | Fabrication and manufacturing of solid precast concrete element with provisions of shear keys, connecting loops, dowel tubes and proper lifting accessories for walls, beams, slabs, stairs, column etc, of various thickness, shape and size of different concrete grades manufactured in controlled factory environment with approved methodology including moulds (Pallet system, Tilts form, table moulds, battery moulds, vertical moulds, beam moulds, column moulds, staircase moulds, Facade mould, etc.), mixing, transporting and placing of concrete, vibrating, curing, finishing, making necessary cutout/holes of required sizes for services, yard handling & stacking all complete as per IS 11447:1985 and as per approved shop drawings and design mix as per the direction of Engineer- in-Charge (Cost of reinforcement, Mechanical, Electrical and Plumbing inserts will be paid separately).
26.74.2 | Extra for using M-40 (Cement content 400 kg) instead of M-35 Cement for M-35 Mix = 0.370 T Cement for M-40 Mix = 0.400 T Difference 0.030 T
Details of cost for 1 cum ¦ Source: CivilDAR_2019_Vol_2.pdf, page 1100
Code | Description | Unit | Quantity | Rate (Rs.) | Amount (Rs.) | Note
0367 | Portland Cement | tonne | 0.03 | 4940
2209 | Carriage of cement | tonne | 0.03 | 92.24
7318 | Plasticizer or Super Plasticizer 2% of cement content | kg | 0.6 | 36
Calculated W - SUM of the Amount column above
W as printed in the DAR |  |  |  |  | 172.57
Difference (calculated - printed)
SAY (Rs.) - final DAR rate as printed (fixed value, not computed) |  |  |  |  | 230.9
26.74 | Fabrication and manufacturing of solid precast concrete element with provisions of shear keys, connecting loops, dowel tubes and proper lifting accessories for walls, beams, slabs, stairs, column etc, of various thickness, shape and size of different concrete grades manufactured in controlled factory environment with approved methodology including moulds (Pallet system, Tilts form, table moulds, battery moulds, vertical moulds, beam moulds, column moulds, staircase moulds, Facade mould, etc.), mixing, transporting and placing of concrete, vibrating, curing, finishing, making necessary cutout/holes of required sizes for services, yard handling & stacking all complete as per IS 11447:1985 and as per approved shop drawings and design mix as per the direction of Engineer- in-Charge (Cost of reinforcement, Mechanical, Electrical and Plumbing inserts will be paid separately).
26.74.3 | Extra for using M-50 (Cement content 425 kg) instead of M-35 Cement for M-35 Mix = 0.370 T Cement for M-50 Mix = 0.425 T Difference 0.055 T
Details of cost for 1 cum ¦ Source: CivilDAR_2019_Vol_2.pdf, page 1101
Code | Description | Unit | Quantity | Rate (Rs.) | Amount (Rs.) | Note
0367 | Portland Cement | tonne | 0.055 | 4940
2209 | Carriage of cement | tonne | 0.055 | 92.24
7318 | Plasticizer or Super Plasticizer 2% of cement content | kg | 1.1 | 36
Calculated W - SUM of the Amount column above
W as printed in the DAR |  |  |  |  | 316.37
Difference (calculated - printed)
SAY (Rs.) - final DAR rate as printed (fixed value, not computed) |  |  |  |  | 423.3
26.74 | Fabrication and manufacturing of solid precast concrete element with provisions of shear keys, connecting loops, dowel tubes and proper lifting accessories for walls, beams, slabs, stairs, column etc, of various thickness, shape and size of different concrete grades manufactured in controlled factory environment with approved methodology including moulds (Pallet system, Tilts form, table moulds, battery moulds, vertical moulds, beam moulds, column moulds, staircase moulds, Facade mould, etc.), mixing, transporting and placing of concrete, vibrating, curing, finishing, making necessary cutout/holes of required sizes for services, yard handling & stacking all complete as per IS 11447:1985 and as per approved shop drawings and design mix as per the direction of Engineer- in-Charge (Cost of reinforcement, Mechanical, Electrical and Plumbing inserts will be paid separately).
26.74.4 | Extra for using M-60 (Cement content 440 kg) instead of M-35 Cement for M-35 Mix = 0.370 T Cement for M-60 Mix = 0.440 T Difference 0.070 T
Details of cost for 1 cum ¦ Source: CivilDAR_2019_Vol_2.pdf, page 1101
Code | Description | Unit | Quantity | Rate (Rs.) | Amount (Rs.) | Note
0367 | Portland Cement | tonne | 0.07 | 4940
2209 | Carriage of cement | tonne | 0.07 | 92.24
7318 | Plasticizer or Super Plasticizer 2% of cement content | kg | 1.4 | 36
Calculated W - SUM of the Amount column above
W as printed in the DAR |  |  |  |  | 402.66
Difference (calculated - printed)
SAY (Rs.) - final DAR rate as printed (fixed value, not computed) |  |  |  |  | 538.75
26.75 | Providing & laying in position Prestressing steel strands (low relaxation) on hollow core bed by using mechanical pulling arrangement like Rabbit/ Bed master including all accessories for Stressing & destressing operations as per approved make conforming to IS1343 & grade FY-1860 etc, complete as per drawings and direction of Engineer -in-charge. Considering Four beds 8 strands (each strand is of 9.53mm dia consisting of 7 wires) X 4 beds X 120 Rmt X 0.453 Unit wt = 1739.52 kgs. Say 1740kgs.
Details of cost for 1740 kgs ¦ Source: CivilDAR_2019_Vol_2.pdf, page 1102
Code | Description | Unit | Quantity | Rate (Rs.) | Amount (Rs.) | Note
0993 | FY-1860 grade wire strands | quintal | 19.14 | 5700
2205 | Carriage of material | Kgs | 1.914 | 92.24
9999 | Strand cutting by cutting saw machine | L.S. | 555 | 2
9999 | Cost of wedge | L.S. | 617 | 2
0128 | Mate | day | 1 | 617
0102 | Blacksmith 1st class | day | 4 | 738
0115 | Coolie | day | 3 | 558
0128 | Mate | day | 2 | 617
0116 | Fitter (Grade-1) | day | 3 | 738
0157 | Operators | day | 2 | 738
0115 | Coolie | day | 2 | 558
0032 | Stressing Machine (jack with pump) | day | 1.5 | 11500
0028 | Hire & Running Charges of Crane 20 Ton Capacity to handle strands (8 Nos. strand coils ( averege weight 3Ton each) required to lay one bed of 8 strands as one coil can lay only one strand at a time. Therefore to operate one complete bed total 8 Nos strand coils required, hence total 3X8= 24 Ton weight will be handled for one bed) | day | 1.5 | 7000
0034 | Cutting Saw Machine | day | 1.5 | 1350
0030 | Hire charges of Generator 250 KVA | day | 1.5 | 2500
0035 | Strands Roller machinery for laying strands | day | 1.5 | 3500
0036 | Bed master (Pulling strands) | day | 1.5 | 3000
0028 | "Crane handling charges for bed master & stressing machine.“One bed master approx wt = 03 Ton (to be placed on each bed with the help of crane for laying of strands )“One stressing Machine approx wt = 2.5 Ton (to be placed on each active ends of bed with the help of crane for initial pulling & stressing of strands ). Handling & Shifting of bed master & stressing machine has to be done for each bed separately." | day | 1.5 | 7000
1235 | Diesel for generator set (14 litres per hour for 11 hours) | Litre | 154 | 73.5
Calculated W - SUM of the Amount column above
W as printed in the DAR |  |  |  |  | 187995.55
Difference (calculated - printed)
SAY (Rs.) - final DAR rate as printed (fixed value, not computed) |  |  |  |  | 144.55
26.76 | Transportation of Precast Elements by flat bed Trailor (Double / Triple axle 40ft Length with proper accessories like A frame etc) from factory, including the cost of loading , unloading & stacking at site with the help of required capacity cranes.
26.76.1 | Lead within 15km Trailors having capcity 22MT Hire charges of truck trailors Number of trips in working day of 8 hours N=8/{(2L/S)+2)}. Where L=Lead in Km., S=Speed in Km.per hour, 1 hour is allowed for loading & 1 hour for unloading. L= 15 km. S= 15 km / hr N=8/{(30/15)+2)}=02 Trips / day
Details of cost for 22 mt ¦ Source: CivilDAR_2019_Vol_2.pdf, page 1103
Code | Description | Unit | Quantity | Rate (Rs.) | Amount (Rs.) | Note
9999 | Charges of Trailors having capcity 22MT including cost of fuel & driver cost and maintenance | L.S. | 1738 | 2
0028 | Hire charges of Crane capacity of 30MT for loading from stock yard and unloading at site for 120 MT. | day | 0.3667 | 7000
0128 | Mate | day | 0.5 | 617
0114 | Beldar | day | 0.5 | 558
9999 | wooden battens for tranporatation | L.S. | 57.8 | 2
9999 | Chain for packing & binding precast elements | L.S. | 57.8 | 2
9999 | sundries | L.S. | 220 | 2
Calculated W - SUM of the Amount column above
W as printed in the DAR |  |  |  |  | 7301.6
Difference (calculated - printed)
SAY (Rs.) - final DAR rate as printed (fixed value, not computed) |  |  |  |  | 444.05
26.76 | Transportation of Precast Elements by flat bed Trailor (Double / Triple axle 40ft Length with proper accessories like A frame etc) from factory, including the cost of loading , unloading & stacking at site with the help of required capacity cranes.
26.76.2 | Add/Deduct over item 26.76.1 for every additional lead of 5 km Extra for lead 5 km
Details of cost for 22 mt ¦ Source: CivilDAR_2019_Vol_2.pdf, page 1104
Code | Description | Unit | Quantity | Rate (Rs.) | Amount (Rs.) | Note
9999 | Charges of Trailors having capcity 22MT including cost of fuel & driver and maintenance | L.S. | 579 | 2
9999 | sundries | L.S. | 220 | 2
Calculated W - SUM of the Amount column above
W as printed in the DAR |  |  |  |  | 1598
Difference (calculated - printed)
SAY (Rs.) - final DAR rate as printed (fixed value, not computed) |  |  |  |  | 97.2
26.77 | Erection & Installation of Precast/Prestressed Concrete elements in correct & final position with proper line level and plumb at site making all arrangements (i.e cranes, push-pull jacks & all another T & P for lifting Placing & Alignment of elements, within erection tolerance as per IS 15916 as per approved shop drawings and all complete as per the direction of Engineer-in-Charge but excluding the cost of sim pads, non shrink grout and steel works i.e hangers. All work up to fifth floor.
26.77.1 | Prestressed hollow core Slab up to 200 mm thickness
Details of cost for 150 sqm ¦ Source: CivilDAR_2019_Vol_2.pdf, page 1105
Code | Description | Unit | Quantity | Rate (Rs.) | Amount (Rs.) | Note
0044 | Cost for crane upto 40 tonne capacity | day | 1 | 8000
9999 | Hire charges of props & Misc | L.S. | 434 | 2
0070 | Genrator hiring 100kva | hour | 8 | 250
0111 | Carpenter 1st class | day | 1 | 738
0112 | Carpenter 2nd class | day | 2 | 679
0116 | Fitter (grade 1) | day | 2 | 738
0130 | Mistry | day | 2 | 738
0114 | Beldar | day | 2 | 558
9999 | Sundries (Miscellaneous tools and lifting slings) | L.S. | 500 | 2
Calculated W - SUM of the Amount column above
W as printed in the DAR |  |  |  |  | 18032
Difference (calculated - printed)
SAY (Rs.) - final DAR rate as printed (fixed value, not computed) |  |  |  |  | 160.85
26.77 | Erection & Installation of Precast/Prestressed Concrete elements in correct & final position with proper line level and plumb at site making all arrangements (i.e cranes, push-pull jacks & all another T & P for lifting Placing & Alignment of elements, within erection tolerance as per IS 15916 as per approved shop drawings and all complete as per the direction of Engineer-in-Charge but excluding the cost of sim pads, non shrink grout and steel works i.e hangers. All work up to fifth floor.
26.77.2 | Prestressed hollow core slab above 200 mm up to 400 mm thickness
Details of cost for 120 sqm ¦ Source: CivilDAR_2019_Vol_2.pdf, page 1105
Code | Description | Unit | Quantity | Rate (Rs.) | Amount (Rs.) | Note
0067 | Cost for crane upto 80 tonne capacity | day | 1 | 15000
9999 | Hire charges of props & Misc | L.S. | 347 | 2
0070 | Genrator hiring 100kva | hour | 8 | 250
0111 | Carpenter 1st class | day | 1 | 738
0112 | Carpenter 2nd class | day | 2 | 679
0116 | Fitter (grade 1) | day | 2 | 738
0130 | Mistry | day | 2 | 738
0114 | Beldar | day | 2 | 558
9999 | Sundries (Miscellaneous tools and lifting slings) | L.S. | 500 | 2
Calculated W - SUM of the Amount column above
W as printed in the DAR |  |  |  |  | 24858
Difference (calculated - printed)
SAY (Rs.) - final DAR rate as printed (fixed value, not computed) |  |  |  |  | 277.15
26.77 | Erection & Installation of Precast/Prestressed Concrete elements in correct & final position with proper line level and plumb at site making all arrangements (i.e cranes, push-pull jacks & all another T & P for lifting Placing & Alignment of elements, within erection tolerance as per IS 15916 as per approved shop drawings and all complete as per the direction of Engineer-in-Charge but excluding the cost of sim pads, non shrink grout and steel works i.e hangers. All work up to fifth floor.
26.77.3 | Solid concrete wall elements
Details of cost for 18 cum ¦ Source: CivilDAR_2019_Vol_2.pdf, page 1106
Code | Description | Unit | Quantity | Rate (Rs.) | Amount (Rs.) | Note
0072 | Cost for crane (50 MT) duration 01 day | day | 1 | 8500
9999 | Shifting of elements | L.S. | 434 | 2
9999 | Hire charges of props & Misc for 3 days (3x3 = 9 / pc) | L.S. | 780 | 2
1027 | Erection Bolts ( Minimum 04 nos for each element) | each | 60 | 25
0070 | Genrator hiring 100kva | hour | 8 | 250
0111 | Forman | day | 2 | 738
0112 | Carpenter 2nd class | day | 2 | 679
0116 | Fitter (grade 1) | day | 2 | 738
0130 | Mistry | day | 3 | 738
0116 | rigger | day | 2 | 738
0114 | Beldar | day | 8 | 558
9999 | Scaffolding, hire charge of drill machine etc. | L.S. | 500 | 2
9999 | Sundries (Miscellaneous tools and lifting slings) | L.S. | 500 | 2
Calculated W - SUM of the Amount column above
W as printed in the DAR |  |  |  |  | 28892
Difference (calculated - printed)
SAY (Rs.) - final DAR rate as printed (fixed value, not computed) |  |  |  |  | 2147.55
26.78 | Providing & Applying weather proof sealant on outer joints of approved make confirming to IS & directed by Engineer-in-charge.
26.78.1 | Sealant 25mmx10mm at joints Detail of material required for =
Details of cost for 1 metre ¦ Source: CivilDAR_2019_Vol_2.pdf, page 1106
Code | Description | Unit | Quantity | Rate (Rs.) | Amount (Rs.) | Note
8646 | Silicon sealant (including 5% wastage) | cartridge | 0.87 | 100
8654 | Masking tape | metre | 2 | 1.95
9999 | Scaffolding, hire charge etc. | L.S. | 2.87 | 2
9999 | Sundries | L.S. | 2.87 | 2
Calculated W - SUM of the Amount column above
W as printed in the DAR |  |  |  |  | 102.38
Difference (calculated - printed)
SAY (Rs.) - final DAR rate as printed (fixed value, not computed) |  |  |  |  | 137
26.79 | Providing & Laying of levelling sim pads required sizes (5x5cm to 10x10cm) of PVC / Rubber to adjust level of bearing surface of supporting members as per the direction of Engineer in charge.
26.79.1 | 2mm thick
Details of cost for 100 nos ¦ Source: CivilDAR_2019_Vol_2.pdf, page 1107
Code | Description | Unit | Quantity | Rate (Rs.) | Amount (Rs.) | Note
0246 | 2 mm thick sim pad | each | 100 | 10
9977 | Carriage of material | L.S. | 5 | 2
0116 | Fitter (Grade-1) | day | 1 | 738
9999 | Sundries | L.S. | 10 | 2
Calculated W - SUM of the Amount column above
W as printed in the DAR |  |  |  |  | 1768
Difference (calculated - printed)
SAY (Rs.) - final DAR rate as printed (fixed value, not computed) |  |  |  |  | 23.65
26.79 | Providing & Laying of levelling sim pads required sizes (5x5cm to 10x10cm) of PVC / Rubber to adjust level of bearing surface of supporting members as per the direction of Engineer in charge.
26.79.2 | 5 mm thick
Details of cost for 100 nos ¦ Source: CivilDAR_2019_Vol_2.pdf, page 1107
Code | Description | Unit | Quantity | Rate (Rs.) | Amount (Rs.) | Note
0247 | 5 mm thick sim pad | each | 100 | 15
9977 | Carriage of material | L.S. | 5 | 2
0116 | Fitter (Grade-1) | day | 1 | 738
9999 | Sundries | L.S. | 10 | 2
Calculated W - SUM of the Amount column above
W as printed in the DAR |  |  |  |  | 2268
Difference (calculated - printed)
SAY (Rs.) - final DAR rate as printed (fixed value, not computed) |  |  |  |  | 30.35
26.79 | Providing & Laying of levelling sim pads required sizes (5x5cm to 10x10cm) of PVC / Rubber to adjust level of bearing surface of supporting members as per the direction of Engineer in charge.
26.79.3 | 10 mm thick
Details of cost for 100 nos ¦ Source: CivilDAR_2019_Vol_2.pdf, page 1108
Code | Description | Unit | Quantity | Rate (Rs.) | Amount (Rs.) | Note
0248 | 10 mm thick sim pad | each | 100 | 25
9977 | Carriage of material | L.S | 5 | 2
0116 | Fitter (Grade-1) | day | 1 | 738
9999 | Sundries | LS | 10 | 2
Calculated W - SUM of the Amount column above
W as printed in the DAR |  |  |  |  | 3268
Difference (calculated - printed)
SAY (Rs.) - final DAR rate as printed (fixed value, not computed) |  |  |  |  | 43.7
26.80 | Providing & Grouting of dowel tubes / Shear keys / Joints of precast members with M-60 grade cementitious grout (Non Shrink) of approved make by suitable means ( Free flowing /pump),curing etc. Complete as per directions of Engineer- in-charge. (The payment shall be made on the basis of actual weight of approved grout injected.)
26.80.1 | Stirrer mixed cementitious grout (non shrink) of approved make in dowel tubes / Shear keys / Joints of precast members.
Details of cost for 200 kgs ¦ Source: CivilDAR_2019_Vol_2.pdf, page 1108
Code | Description | Unit | Quantity | Rate (Rs.) | Amount (Rs.) | Note
1251 | M-60 grade cemetitious grout (Non Shrink) | kg | 262.5 | 28
2209 | Carriage of cementitious material | tonne | 0.25 | 92.24
9999 | Grouting charges of Stirrer mixed cementitious grout, rubber, pipe and other accessories hire charges of plant, machinery including necessary fuel and transportation of site | L.S. | 2250 | 2
0122 | Mason (for plaster of paris work) 1st class | day | 1 | 738
0155 | Masson (Average) | day | 1 | 709
0161 | Helper (Technician) | day | 1 | 558
Calculated W - SUM of the Amount column above
W as printed in the DAR |  |  |  |  | 13878.06
Difference (calculated - printed)
SAY (Rs.) - final DAR rate as printed (fixed value, not computed) |  |  |  |  | 74.25
26.81 | Providing and fixing Scaffolding net of required width made of high density Polyethylene UV stabilized knitted on warp knitting machines having density 100gm/sqm and shading coefficient minimum 75% around the construction site/ for vertical extension as per requirement including fastening/tying with building/ scaffolding pipes or with any other fixtures etc. complete as per direction of Engineer-in-Charge. (One time payment shall be made for providing Scaffolding net from start of work till completion of work including shifting if any. The Scaffolding net shall be the property of the contractor on completion of the work)
Details of cost for 300 sqm ¦ Source: CivilDAR_2019_Vol_2.pdf, page 1109
Code | Description | Unit | Quantity | Rate (Rs.) | Amount (Rs.) | Note
8761 | Scaffolding net made of high density Polyethylene UV stabilized having density 100gm/sqm | sqm | 300 | 21.5
9999 | Carriage | L.S. | 3 | 2
0114 | Beldar | day | 1 | 558
9999 | Sundries for tying the net | L.S. | 10 | 2
Calculated W - SUM of the Amount column above
W as printed in the DAR |  |  |  |  | not printed | This item prints no W (rate table or sub-analysis).
SAY (Rs.) - final DAR rate as printed (fixed value, not computed) |  |  |  |  | 24.2