## 00_Basic_Rates
PDF Page | Code / Item No | Description / Specification | Unit | Quantity | Rate (Rs) | Amount (Rs) | Tag / Remarks
2 |  | GOVERNMENT OF INDIA
2 |  | (VOL. 1)
2 | 2019
3 |  | © All rights reserved. No part of this publication, either in English or in Hindi, may be reproduced in any form or by
3 |  | any means, electronic or mechanical including photocopy, recording or any information storage and retrieval system,
3 |  | without permission, in writing, from the Director General, CPWD, New Delhi.
3 |  | DISCLAIMER
3 |  | The Delhi Analysis of Rates is indicative, as coefficients for labour are likely to vary due to technological innovations,
3 |  | skill of workman and other local factors affecting the efficiency and output of labour. Further its use by Govt.
3 |  | Departments, PSUs, private bodies & individuals shall be at their own discretion. CPWD shall not be responsible for
3 |  | any ambiguity, discrepancy, dispute or financial loss, arising directly or indirectly by using or following items of Delhi
3 |  | Analysis of Rates by such Govt./Private bodies or individuals.
3 |  | For feed back and suggestions, please contact SE(TAS),CPWD, Room No. 418, ''A'' Wing, Nirman Bhawan,
3 |  | New Delhi.Tel No. 01123062339. Email: delsetascsq.cpwd@nic.in
3 |  | A GOVERNMENT OF INDIA PUBLICATION
3 |  | Published by
3 |  | DIRECTOR GENERAL
3 |  | CPWD, Nirman Bhawan, New Delhi - 110011
3 |  | &
3 |  | Printed & Marketed by
3 |  | JAIN BOOK AGENCY JAIN BOOK DEPOT
3 |  | Authorised Dealers of Govt. Publications C - 4, Opp. PVR Plaza, Post Box. No. 51,
3 |  | C-9, Connaught Place, New Delhi-110001 Connaught Place, New Delhi-110001 (India)
3 |  | E-mail : cp@jainbookagency.com E-mail : sales@jainbookdepot.com
3 |  | Website : www.jainbookagency.com
3 |  | JAIN BOOK AGENCY (SOUTHEND) JAIN BOOK AGENCY (GURGAON)
3 |  | 1, Aurobindo Place Market, 19, Central Plaza Mall, Sector 53,
3 |  | Hauz Khas, New Delhi-110016 Golf Course Road,
3 |  | Phone : | 011- 41755666 |  | Gurgaon 122002 | Haryana
3 |  | E-mail : sales@jainbookagency.com Phone : 0124- 4042665
3 |  | Website : www.jainbookagency.com Mobile : 9810666810
3 |  | JAIN BOOK AGENCY (INTERNATIONAL) JAIN BOOK AGENCY (GREATER NOIDA)
3 |  | RA- 11, Sector- 126, 11 Jagat farm Complex
3 |  | Opp. Gate No. 2A of Amity University, Gama Sector Market
3 |  | Noida Near OBC Bank
3 |  | Mobile. : 9210080580 Greater Noida
3 |  | Phone : 0120-4206655
3 |  | Distributed by
3 |  | JAIN BOOK AGENCY (CENTRAL)
3 |  | 4574/15, 2nd Floor, Padamchand Marg,
3 |  | Near Happy School, Daryaganj, New Delhi-110002
3 |  | Phone : 011- 43513689, 43513570
3 |  | Mob: 9667274446, 9810666810
3 |  | E-mail : thakur@jainbookagency.com
3 |  | Also available at
3 |  | All Leading Booksellers & Authorised Govt. Dealers In India
3 |  | Price : Rs. 3200/- (for both volumes) excluding postage and forwarding charges etc.
4 |  | dsUnzh; yksd fuekZ.k foHkkxdsUnzh; yksd fuekZ.k foHkkxdsUnzh; yksd fuekZ.k foHkkx
4 |  | Hkkjr ljdkjHkkjr ljdkjHkkjr ljdkj dsUnzh; yksd fuekZ.k foHkkxdsUnzh; yksd fuekZ.k foHkkx
4 |  | Government of India Central Public Works Department
4 |  | Director General
4 |  | Nirman Bhawan, New Delhi- 110011
4 |  | Tel : 23062556 / 1317, Fax : 23061884
4 |  | E-Mail : cpwd_dgw@nic.in
4 |  | FOREWORD
4 |  | Central Public Works Department Analysis of Rates for Delhi is a very comprehensive and
4 |  | useful document forming basis for the rates of various items. It is based on scientific
4 |  | assessment of Inputs of materials, labour and machinery in various items of work normally
4 |  | involved in civil construction projects.
4 |  | It was first compiled in the year 1950, followed by subsequent publication or revision in the
4 |  | years 1955, 1962, 1972, 1977, 1985, 1997, 2007, 2012, 2013, 2014 & 2016.
4 |  | Last Delhi Analysis of Rates was published in the year 2016. Revision of this DAR has
4 |  | become necessary due to changes in wages of labour & price of materials, adoption of
4 |  | new construction technologies & materials as well as implementation of GST. This has
4 |  | necessitated revision of existing Analysis of Rates for Delhi 2016 to include the above
4 |  | changes. Accordingly, this Analysis of Rates for Delhi 2018 has been prepared.
4 |  | The analysis of existing items has been updated in conformity with updated items of works
4 |  | in DSR 2018.
4 |  | I wish to place on record the technical input and the effective coordination on the part of
4 |  | Shri A.S. Arora ADG (S&P), Dr K M Soni ADG(TD), Shri Manu Amitabh CE(CSQ) (Civil)
4 |  | and team efforts put in by Shri Divakar Agrawal SE(TAS), Shri D.S.Panwar EE(TAS-I),
4 |  | Shri M.L.Prasad EE(TAS-II). Shri D.S.Adhikari AE(QA), Shri Naveenkumar P JE(TAS) and
4 |  | team of officers in CSQ unit in finalizing Analysis of Rates for Delhi 2018 in a record time.
4 |  | I am sure that C.P.W.D. Analysis of Rates for Delhi 2018 shall be very useful document to
4 |  | various Central Govt. Ministries, Departments & Public Sector Undertakings also besides
4 |  | various units of CPWD.
4 |  | (PRABHAKAR SINGH)
4 |  | Director General
4 |  | Place : New Delhi
6 |  | Hkkjr ljdkjHkkjr ljdkjHkkjr ljdkjHkkjr ljdkjHkkjr ljdkjdsUnzh; yksd fuekZ.k foHkkxdsUnzh; yksd fuekZ.k foHkkxdsUnzh; yksd fuekZ.k foHkkxdsUnzh; yksd fuekZ.k foHkkxdsUnzh; yksd fuekZ.k foHkkx
6 |  | Government of India fuekZ.k Hkou] ubZ fnYyh 110011fuekZ.k Hkou] ubZ fnYyh 110011fuekZ.k Hkou] ubZ fnYyh 110011fuekZ.k Hkou] ubZ fnYyh 110011fuekZ.k Hkou] ubZ fnYyh 110011
6 |  | DR K.M. SONI Central Public Works Department
6 |  | Addl. Director General (TD) Nirman Bhawan, New Delhi- 110011
6 |  | PREFACE
6 |  | for Delhi 2016.
6 |  | 2. Analysis of Rates for Delhi 2018 incorporates most of the analysis of items of Analysis of Rates for
6 |  | Delhi 2016 with updated correction slips, including analysis of existing items and also corresponding
6 |  | new items introduced in DSR 2018.
6 |  | 3. Analysis of Rates for Delhi, 2018 is published in two volumes i.e. volume I & II as under:
6 |  | Number
6 | 01 | Carriage of Materials
6 | 02 | Earth Work
6 | 03 | Mortars
6 | 04 | Concrete Work
6 | 05 | Reinforced Cement Concrete
6 | 07 | Stone Work
6 | 08 | Cladding Work
6 | 09 | Wood and PVC Work
6 | 10 | Steel Work
6 | 11 | Flooring
6 | 12 | Roofing
6 | 14 | Repairs to Buildings
6 | 15 | Dismantling and Demolishing
6 | 16 | Road Work
6 | 17 | Sanitary Installations
6 | 18 | Water Supply
6 | 19 | Drainage
6 | 20 | Pile work
6 | 21 | Aluminium Work
6 | 22 | Water Proofing
6 | 23 | Rain Water Harvesting & Tubewells V
7 |  | Number
7 | 24 | Conservation of Heritage Buildings.
7 | 25 | Structural Glazing Aluminium Composite Panel
7 | 26 | New Technologies and Materials 4. Analysis of few existing items in sub head - 13 (Finishing) have been deleted. Similarly, analysis of many items have been modified correspond to items of DSR 2018. Several new analysis and existing subhead renamed in sub head 6 (Masonry work instead Brick work) Sub head 8 (Cladding work instead of Marble & Granite work) have been introduced in Analysis of Rates for Delhi 2018. 5. Analysis of Rates for Delhi 2018 is based on the study of current market rates of materials at Delhi, prevailing as on 01.10.2018. The basic rates of materials, incorporated in the analysis, pertain to materials conforming to BIS Standards/ CPWD Specifications/Materials of good quality generally available in the market. The effect of GST on works contracts has been incorporated in all items. Labour rates are taken from the minimum wages issued by the Government of Delhi and Govt. of India (whichever is higher) w.e.f. 01.10.2018. 6. The nomenclatures of main items have been printed along with the analysis of first Sub item only to conserve the space and number of pages. 7. Sundries have been considered as 2.00 times based on Cost Index of Delhi as on 01.10.2018 (118) with base as per PAR-2012 as 100. 8. Lot of efforts has gone into the preparation of this Analysis of Rates for Delhi. I convey my deep appreciation and sincere thanks to: Shri Manu Amitabh CE(CSQ); Shri Divakar Agrawal SE (TAS); Shri Sudhir Kumar Dak, SE (C&M); Shri D.S. Panwar EE (TAS-I); Shri M.L. Prasad EE-(TAS-II); Shri P. Goyal EE-(TAD); Shri A.K. Sikka EE (QA) Shri M.C. Singal EE (QA); Shri S N Jaiswal EE (HQ); Shri Shivani Kaushal EE (M); Shri Sajal Mitra, EE (CON); Shri Kunwar Chandresh EE (TLC); Shri D.S. Adhikari AE (QA); Shri D.K. Malhotra AE (TAS); Shri Patta Madhukumar AE(TAS); Shri Prabhat Kumar Srivastav AE(TAS); Shri Gurmeet Singh AE (TAD); Shri H.K. Gupta AE, (M); Shri Mohammad Tarik AE, (QA); Shri S.K. Sharma, AE, (QA); Shri Gopal Warshney AE, (QA); Shri K.R. Meena AE, (CON); Shri Ved Khurana AE, (TLC); Shri Jai Bhagwan AE, (M); Shri Chalapaka Ramaraju JE, (TAD); Shri Naveenkumar P, JE (TAS); Shri Jay Prakash, Chief Estimator (TAS); Shri Bhim Singh Sr. D/man (TAS); Shri Hariram Sr. D/man (TAS); Shri. Prabhat Singh Sr. D/man (TAS) and other officers and staff of CSQ unit whose names are not mentioned here, for sincere efforts made in the preparation of this document in such a short time. Various Committees and field units, who contributed field inputs, also deserve appreciation for their timely help. 9. Due care has been taken to print the C.P.W.D. Analysis of Rates for Delhi as correctly as possible. It is, however possible that some errors might have crept in. In case any error or omission is noticed, it may be brought to the notice of the Superintending Engineer (TAS), CPWD, Room no. 418, A-wing, Nirman Bhawan, New Delhi. (Dr K M SONI) ADG (TD) CPWD VI
8 |  | CONTENTS
8 |  | Vol. 1
8 |  | A. BASIC RATES
8 |  | B. SUB -HEADS
8 |  | 6. | Masonry |  | Work | 271-312
8 |  | Note: For remaining Sub Heads refer to Vol. 2
8 |  | VII
9 |  | CONTENTS
9 |  | Vol. 2
9 |  | VIII
10 |  | BASIC
10 |  | RATES
10 | 1
12 |  | BASIC RATES
12 |  | 0.1 HIRE CHARGES OF PLANTS & MACHINERY
12 |  | Note :- These rates are exclusive of GST, contractor’s profit and over heads etc.
12 |  | No.
12 | 0001 | Hire charges of Coaltar Boiler 900 to 1400 litres | day |  | 800.00
12 | 0002 | Hire charges of Concrete Mixer 0.25 to 0.40 cum with Hopper | day |  | 800.00
12 | 0003 | Hire charges of Diesel Road Roller - 8 to 10 tonne | day |  | 3000.00
12 | 0004 | Production cost of concrete by batch mix plant | cum |  | 350.00
12 | 0005 | Hire charges of Diesel Truck - 9 tonne | day |  | 2000.00
12 | 0006 | Hire charges of Spraying machine including electric charges | day |  | 250.00
12 | 0007 | Hire charges of Coaltar Sprayer | day |  | 300.00
12 | 0008 | Hire charges of Barber green, drying, mixing and Asphalt Plant,
12 | 0009 | Pumping charges of concrete including Hire charges of pump,
12 | 0010 | Hire charges of Derrick monkey rope | day |  | 750.00
12 | 0011 | Hire charges of Pump set of capacity 4000 litres/hour | day |  | 700.00
12 | 0012 | Vibrator (Needle type 40 mm) | day |  | 370.00
12 | 0013 | Machine for rubbing of floors | day |  | 300.00
12 | 0014 | Front end loader capacity 1.00 cum | day |  | 6000.00
12 | 0015 | Hire and running charges of Tripod and Mechanical Winch
12 | 0016 | Mastic Cooker | day |  | 750.00
12 | 0017 | Hire and running charges of tipper | day |  | 1700.00
12 | 0018 | Hire and running charges of loader | day |  | 5000.00
12 | 0019 | Hand Grinder for mirror polish | day |  | 250.00
12 | 0020 | Hydraulic Excavator (3D) with driver and fuel | day |  | 7000.00
12 | 0021 | Pin vibrator | day |  | 325.00
12 | 0022 | Surface Vibrator | day |  | 400.00
12 | 0023 | Hot Bitumen Mixer 0.5 cum i/c hand cart | day |  | 3500.00
12 | 0024 | Hire and running charges of hydraulic piling rig with power
12 | 0025 | Hire and running charges of light crane | day |  | 3000.00
12 | 0026 | Hire and running charges of bentonite pump | day |  | 3500.00
12 |  | BASIC RATES : 0.1 HIRE CHARGES OF PLANTS & MACHINERY
12 | 3
13 |  | No.
13 | 0027 | Hire and running charges of vibrating pile driving hammer
13 | 0028 | Hire and running charges of crane 20 tonne capacity | day |  | 7000.00
13 | 0029 | Carriage of concrete by transit mixer | km/cum |  | 30.00
13 | 0030 | Generator 250 KVA | day |  | 2500.00
13 | 0031 | Steam curing by using boiler /Heater | cum |  | 500.00
13 | 0032 | Stressing Machine (jack with pump) | day |  | 11500.00
13 | 0033 | Paint applicator | day |  | 750.00
13 | 0034 | Cutting saw machine | day |  | 1350.00
13 | 0035 | Strands Roller machinery for laying strands | day |  | 3500.00
13 | 0036 | Bed master (Pulling strands) | day |  | 3000.00
13 | 0037 | Mobile crane | day |  | 7500.00
13 | 0038 | Tractor with ripper attachment | day |  | 1200.00
13 | 0039 | Tractor with trolley | day |  | 1350.00
13 | 0040 | Air compressor 250 cfm with two leads for pneumatic cutters /
13 | 0041 | Joint cutting machine with 2-3 blades | day |  | 800.00
13 | 0042 | C.C .batch mix plant | day |  | 10000.00
13 | 0043 | Road sweeper | day |  | 550.00
13 | 0044 | Cost for crane upto 40 tonne capacity | day |  | 8000.00
13 | 0045 | Slip form paver with sensor | day |  | 13000.00
13 | 0046 | Water tanker 5000 litre | day |  | 1200.00
13 | 0047 | Concrete joint cutting machine | day |  | 900.00
13 | 0048 | Texturing machine | day |  | 925.00
13 | 0049 | Dozer D-80-A 12 | hour |  | 1500.00
13 | 0050 | Motor Grader 3.35 metre blade | hour |  | 2450.00
13 | 0051 | Hydraulic Excavator of 1 cum bucket | hour |  | 1000.00
13 | 0052 | Front end loader 1 cum bucket capacity (incl POL) | hour |  | 900.00
13 | 0053 | Tipper-5 Cum | tonne/km |  | 3.00
13 | 0054 | Vibratory roller 8 to 10 tonne | hour |  | 600.00
13 | 0055 | Smooth Wheeled Roller 8 to 10 tonne | hour |  | 300.00
13 | 0056 | Tandem Road Roller | hour |  | 1200.00
13 | 0057 | Water Tanker 5 to 6 KL capacity | hour |  | 150.00
13 |  | BASIC RATES : 0.1 HIRE CHARGES OF PLANTS & MACHINERY
13 | 4
14 |  | No.
14 | 0058 | Air compressor | hour |  | 200.00
14 | 0059 | Wet Mix Plant 60 TPH | hour |  | 800.00
14 | 0060 | Mechanical Broom Hydraulic | hour |  | 360.00
14 | 0061 | Emulsion Pressure Distributor of capacity | 1750 sqm per hour |  | hour | 800.00
14 | 0062 | Hot mix Plant -120 TPH capacity | hour |  | 15000.00
14 | 0063 | Hot mix Plant 100 TPH Capacity | hour |  | 13000.00
14 | 0064 | Paver finisher Hydrostatic with sensor control 100 TPH | hour |  | 1500.00
14 | 0065 | Paver finisher Mechanical 100 TPH | hour |  | 800.00
14 | 0066 | Batching and Mixing Plant @ 75 cum per hour | hour |  | 2400.00
14 | 0067 | Cost for crane upto 80 tonne capacity | day |  | 15000.00
14 | 0068 | Concrete Paver finisher with 40 HP Motor and sensor | hour |  | 3000.00
14 | 0069 | Generator 250 KVA | hour |  | 350.00
14 | 0070 | Generator 100 KVA/125 KVA | hour |  | 250.00
14 | 0071 | Truck 5.5 cum/10 tonnes | tonne km |  | 3.00
14 | 0072 | Cost for crane having capacity 50MT | day |  | 8500.00
14 | 0075 | Road sweeper (Mechamical Broom) @ 1250 sqm per hour | hour |  | 350.00
14 | 0076 | Drum Type HMP of 60-90 TPH capacity @ 75 tonne per hour
14 | 0080 | Hire and running charges of drill machine up to 400 mm dia (including cost of mobile oil, diesel consumption in ordinary soil
14 | 0081 | Pile Integrity testing equipment | day |  | 3000.00
14 | 0082 | Excavation of Diaphragm wall by Mechanical Grab | sqm |  | 1300.00
14 | 0083 | Hire charges of TATA 407 or equivalent for local shifting. | day |  | 1200.00
14 |  | Note :- 1. Above hire - charges (from item code 0001 to 0083)
14 |  | include cost of services of operating staff, Cost of lubricating
14 |  | oil, diesel / Petrol/ Kerosene oil , other consumables for
14 |  | running the plant and machinery and excluding GST. 2. The
14 |  | hire charges of plant machinery on per day basis are for
14 |  | single shift of eight working hours.
14 | 0084 | Hire charges of diesel truck - 9 tonne (witout POL) | day |  | 1500.00
14 | 0085 | Using cost of Ultra Violet Radiation tube | Hour |  | 189.00
14 | 0086 | Compressor, gun, rubber pipes & other accessories- hire charge of
14 | 0087 | Hire Charges of Suction Jeting machine 2200 PSI machine i/c POL BASIC RATES : 0.1 HIRE CHARGES OF PLANTS & MACHINERY
14 | 5
15 |  | No.
15 | 0088 | Hire charges of Drill machine upto 30 mm dia | day |  | 160.00
15 | 0089 | Hire charges of sand blasting equipment | day |  | 160.00
15 | 0090 | Hire charges of compressor | day |  | 420.00
15 | 0091 | Welding charges of shear key to existing reinforcement | each |  | 5.00
15 | 0092 | Hire charges of plant and Machinery that can inject 350 kg/day | day |  | 200.00
15 | 0093 | Hire Charges of Suction Jeting machine 1500 PSI machine i/c POL BASIC RATES : 0.1 HIRE CHARGES OF PLANTS & MACHINERY
15 | 6
16 |  | BASIC RATES
16 | 0.2 | LABOUR Note :- These rates are exclusive of GST, contractor’s profit and over heads and are inclusive of wages for weekly day of rest. No.
16 | 0100 | Bandhani | day |  | 617.00
16 | 0101 | Bhisti | day |  | 617.00
16 | 0102 | Blacksmith 1st class | day |  | 738.00
16 | 0103 | Blacksmith 2nd class | day |  | 679.00
16 | 0111 | Carpenter 1st class | day |  | 738.00
16 | 0112 | Carpenter 2nd class | day |  | 679.00
16 | 0113 | Chowkidar | day |  | 558.00
16 | 0114 | Beldar | day |  | 558.00
16 | 0115 | Coolie | day |  | 558.00
16 | 0116 | Fitter (grade 1) | day |  | 738.00
16 | 0117 | Assistant Fitter or 2nd class Fitter | day |  | 679.00
16 | 0119 | Glazier | day |  | 679.00
16 | 0122 | Mason (for plaster of paris work) 1st class | day |  | 738.00
16 | 0123 | Mason (brick layer) 1st class | day |  | 738.00
16 | 0124 | Mason (brick layer) 2nd class | day |  | 679.00
16 | 0125 | Mason (for plain stone work) 2nd class | day |  | 679.00
16 | 0126 | Mason (for ornamental stone work) 1st class | day |  | 738.00
16 | 0127 | Driver for (Road roller, concrete mixer, Trucks etc.) | day |  | 738.00
16 | 0128 | Mate | day |  | 617.00
16 | 0129 | Sewer man | day |  | 558.00
16 | 0130 | Mistry | day |  | 738.00
16 | 0131 | Painter | day |  | 679.00
16 | 0132 | Rock Excavator | day |  | 558.00
16 | 0133 | Rock Breaker | day |  | 558.00
16 | 0134 | Rock Hole Driller | day |  | 558.00
16 | 0135 | Stone Chiseller | day |  | 617.00
16 | 0138 | Sprayer (for bitumen, tar etc.) | day |  | 617.00
16 | 0139 | Skilled Beldar (for floor rubbing etc.) | day |  | 617.00
16 | 0141 | White Washer | day |  | 617.00
16 |  | BASIC RATES : 0.2 LABOUR 7
17 |  | No.
17 | 0154 | Nozzel man/ gun man | day |  | 738.00
17 |  | 0155* | Mason (average) |  | day | 709.00
17 |  | 0156* | Carpenter (average) |  | day | 709.00
17 | 0157 | Operator (Pile/ Special machine) | day |  | 738.00
17 | 0159 | Skilled torch operator for laying tack | day |  | 738.00
17 | 0160 | Technician | day |  | 775.00
17 | 0161 | Helper (Technician) | day |  | 558.00
17 | 0162 | Labour for fabrication of uPVC extruded casement/ sliding windows and doors including drilling holes, fixing of fittings & hardwares, hire
17 | 0163 | Labour for installation of uPVC extruded casement/ sliding windows
17 | 0164 | Security guard without gun (8 hours shift duty per day) | day |  | 617.00
17 | 0165 | Security guard with | gun (8 hours shift duty per day) |  | day | 679.00
17 |  | *Note:These rates are average of 1st class and 2nd class
17 |  | catogories. These are for use in the analysis of rates only.
17 |  | BASIC RATES : 0.2 LABOUR 8
18 |  | BASIC RATES
18 |  | 0.3 MATERIALS
18 |  | Note :- These rates are exclusive of GST, contractor’s profit and over heads and carriage etc.
18 |  | No.
18 | 0222 | Seam bolts and nuts 6 mm dia and 25 mm long | 10 Nos |  | 10.00
18 | 0223 | Fibre (reinforced by organic fibres and / or inorganic synthetic fibre)
18 | 0224 | Fibre (reinforced by organic fibres and / or inorganic synthetic fibre)
18 | 0225 | Fibre (reinforced by organic fibres and / or inorganic synthetic fibre)
18 | 0226 | Fibre (reinforced by organic fibres and / or inorganic synthetic fibre)
18 | 0227 | Fibre (reinforced by organic fibres and / or inorganic synthetic fibre)
18 | 0228 | Fibre (reinforced by organic fibres and / or inorganic synthetic fibre)
18 | 0229 | Fibre (reinforced by organic fibres and / or inorganic synthetic fibre)
18 | 0230 | Fibre (reinforced by organic fibres and / or inorganic synthetic fibre)
18 | 0231 | Fibre (reinforced by organic fibres and / or inorganic synthetic fibre)
18 | 0232 | Fibre (reinforced by organic fibres and / or inorganic synthetic fibre)
18 | 0233 | Fibre (reinforced by organic fibres and / or inorganic synthetic fibre)
18 | 0234 | Fibre (reinforced by organic fibres and / or inorganic synthetic fibre)
18 | 0235 | Fibre (reinforced by organic fibres and / or inorganic synthetic fibre)
18 | 0236 | Multi purpose fibre (reinforced by organic fibres and / or inorganic synthetic fibre) | cement board 6 mm thick |  | sqm | 210.00
18 | 0237 | Multi purpose fibre (reinforced by organic fibres and / or inorganic synthetic fibre) | cement board 8 mm thick |  | sqm | 220.00
18 | 0238 | 6 mm thick heavy duty fiber cement board | sqm |  | 470.00
18 | 0239 | 8mm thick heavy duty fiber cement board | sqm |  | 300.00
18 | 0240 | 9 mm thick heavy duty fiber cement board | sqm |  | 625.00
18 | 0241 | 12.5 mm thick Gypsum plaster board | sqm |  | 170.00
18 | 0242 | 6 mm thick mulitipurpose cement bonded wood particle board
18 | 0243 | 8 mm thick mulitipurpose cement bonded wood particle board
18 | 0244 | Factory made light weight composite non asbestos fibre reinforced aerated cement sandwitched wall/roof panel (50mm thick). The outer face on both sides of the panels will be non asbestos fibre cement
18 | 0245 | Factory made light weight non asbestos fibre reinforced aerated cement sandwitched wall/roof panel (75mm thick). The outer face on both sides of the panels will be non asbestos fibre cement board
18 | 0246 | 2mm thick sim pad | each |  | 10.00
18 | 0247 | 5mm thick sim pad | each |  | 15.00
18 | 0248 | 10mm thick sim pad | each |  | 25.00
18 | 0285 | Brick Aggregate (Single size) : 63 mm nominal size | cum |  | 650.00
19 |  | No.
19 | 0286 | Brick Aggregate (Single size) : 50 mm nominal size | cum |  | 650.00
19 | 0287 | Brick Aggregate (Single size) : 40 mm nominal size | cum |  | 650.00
19 | 0291 | Stone Aggregate (Single size) : 63 mm nominal size | cum |  | 1000.00
19 | 0292 | Stone Aggregate (Single size) : 50 mm nominal size | cum |  | 1000.00
19 | 0293 | Stone Aggregate (Single size) : 40 mm nominal size | cum |  | 1300.00
19 | 0294 | Stone Aggregate (Single size) : 25 mm nominal size | cum |  | 1350.00
19 | 0295 | Stone Aggregate (Single size) : 20 mm nominal size | cum |  | 1350.00
19 | 0296 | Stone Aggregate (Single size) : 12.5 mm nominal size | cum |  | 1350.00
19 | 0297 | Stone Aggregate (Single size) : 10 mm nominal size | cum |  | 1350.00
19 | 0298 | Stone Aggregate (Single size) : 06 mm nominal size | cum |  | 1400.00
19 | 0302 | Safeda ballies 125 mm diameter | metre |  | 40.00
19 | 0303 | Cowdung | cum |  | 50.00
19 | 0304 | Bajri | cum |  | 1000.00
19 | 0305 | Bamboo 25 mm dia 2.5 metre long | score |  | 400.00
19 | 0308 | Bhusa | quintal |  | 500.00
19 | 0309 | Paving bitumen of grade VG-10 of approved quality | tonne |  | 25614.00
19 | 0310 | Bitumen emulsion | tonne |  | 30099.00
19 | 0312 | Bitumen grade PMB - 40 | tonne |  | 32200.00
19 | 0313 | Blown type petroleum bitumen of penetration 85/25 of approved quality | tonne |  | 34000.00
19 | 0314 | Bitumen hot sealing compound : grade A | kg |  | 28.00
19 | 0316 | Bitumen solution primer of approved quality | litre |  | 45.00
19 | 0317 | Premoulded joint filler 12 mm thick | sqm |  | 360.00
19 | 0318 | Bitumen felt fibre base (vegetable or animal):As per IS 7193 Grade I | sqm |  | 70.00
19 | 0319 | Bitumen felt as per IS 7193 Grade II | sqm |  | 80.00
19 | 0322 | Bitumen felt :Type 3 grade 1 | sqm |  | 70.00
19 | 0323 | Separation Membrane of impermeable plastic sheeting 125 micron thick | sqm |  | 12.00
19 | 0324 | Coal Tar | litre |  | 30.00
19 | 0325 | Blasting powder | kg |  | 40.00
19 | 0326 | Blasting fuse (fuse wire) | each |  | 15.00
19 | 0328 | White face insulating board: 12 mm thick | sqm |  | 235.00
19 | 0332 | Natural colour insulating board: 12 mm thick | sqm |  | 210.00
19 | 0336 | Flame retardant face insulating board: 12 mm thick | sqm |  | 320.00
19 | 0339 | Flame retardant face insulating, Impregnated fibre board 12 mm thick | sqm |  | 375.00
19 | 0341 | Flat pressed 3 layer particle board (medium density) Grade 1, 12 mm thick | sqm |  | 288.00
19 | 0346 | Extra for veneered particle board with Teak veneering on one side and
19 | 0347 | Extra for veneered particle board with Commercial veneering on both
19 | 0348 | Extra for veneered particle board with Teak veneering on both sides | sqm |  | 500.00
19 | 0349 | Curing compound | litre |  | 38.00
19 | 0351 | Integral crystalline slurry | kg |  | 238.00
19 | 0352 | Integral crystalline admixture | kg |  | 272.00
19 | 0353 | Crystalline mortar | kg |  | 215.00
19 | 0354 | Integral crystalline dry shake | kg |  | 360.00
19 | 0355 | Swellable type water stop tape | metre |  | 365.00
19 | 0356 | Primer for swellable type water stop tape | litre |  | 1540.00
19 | 0357 | Polymer modified adhesive mortar | kg |  | 15.00
19 | 0362 | Brick bats | cum |  | 450.00
19 | 0364 | Wire brush | each |  | 20.00
20 |  | No.
20 | 0365 | Soft brush | each |  | 20.00
20 | 0367 | Portland Cement (OPC-43 Grade) | tonne |  | 4940.00
20 | 0368 | White Cement | tonne |  | 11200.00
20 | 0369 | Plastic sheet,1.25 mm thick for dowel bars | sqm |  | 25.00
20 | 0370 | Coal (steam) | quintal |  | 440.00
20 | 0371 | Sealant primer | kg |  | 130.00
20 | 0373 | Cramp Gun metal 25x6x300 mm | each |  | 80.00
20 | 0374 | Pre moulded Joint filler, 25 mm thick for expansion joint. | sqm |  | 400.00
20 | 0378 | Brass butt hinges (light/ordinary type) : 125x70x4 mm | 10 Nos |  | 775.00
20 | 0379 | Brass butt hinges (light/ordinary type) : 100x70x4 mm | 10 Nos |  | 625.00
20 | 0380 | Brass butt hinges (light/ordinary type) : 75x40x2.5 mm | 10 Nos |  | 380.00
20 | 0381 | Brass butt hinges (light/ordinary type) : 50x40x2.5 mm | 10 Nos |  | 155.00
20 | 0382 | Brass butt hinges (heavy type) : 125x85x5.5 mm(0.70 kg) | 10 Nos |  | 1309.00
20 | 0383 | Brass butt hinges (heavy type) : 100x85x5.5 mm(0.56 kg) | 10 Nos |  | 997.00
20 | 0384 | Brass butt hinges (heavy type) :75x65x4.0 mm (weighing not less
20 | 0385 | Brass parliamentary hinges 150x125x27x5 mm | 10 Nos |  | 2610.00
20 | 0386 | Brass parliamentary hinges 125x125x27x5 mm | 10 Nos |  | 2300.00
20 | 0387 | Brass parliamentary hinges 100x125x27x5 mm | 10 Nos |  | 2090.00
20 | 0388 | Brass parliamentary hinges 75x100x20x3.2 mm | 10 Nos |  | 1870.00
20 | 0389 | Brass single acting spring hinges 150 mm | each |  | 425.00
20 | 0390 | Brass single acting spring hinges 125 mm | each |  | 285.00
20 | 0391 | Brass single acting spring hinges 100 mm | each |  | 250.00
20 | 0392 | Brass double acting spring hinges 150 mm | each |  | 480.00
20 | 0393 | Brass double acting spring hinges 125 mm | each |  | 400.00
20 | 0394 | Brass double acting spring hinges 100 mm | each |  | 390.00
20 | 0400 | Brass tower bolt (barrel type) 250x10 mm | each |  | 257.00
20 | 0401 | Brass tower bolt (barrel type) 200x10 mm | each |  | 205.00
20 | 0402 | Brass tower bolt (barrel type) 150x10 mm | each |  | 154.00
20 | 0403 | Brass tower bolt (barrel type) 100x10 mm | each |  | 103.00
20 | 0404 | Brass flush bolt 250 mm | each |  | 150.00
20 | 0405 | Brass flush bolt 150 mm | each |  | 130.00
20 | 0406 | Brass flush bolt 100 mm | each |  | 90.00
20 | 0408 | Brass handles 125 mm with plate 175x32 mm | each |  | 144.00
20 | 0409 | Brass handles 100 mm with plate 150x32 mm | each |  | 133.00
20 | 0410 | Brass handles 75 mm with plate 125x32 mm | each |  | 103.00
20 | 0411 | Brass door latch 300x16x5 mmweighing not less than 0.380 kg | each |  | 185.00
20 | 0412 | Brass door latch 250x16x5 mm | weighing not less than 0.350 kg |  | each | 175.00
20 | 0413 | Brass mortice latch and lock 100x65 mm with 6 levers and a pair of
20 | 0414 | Brass mortice latch 100x65mm with a pair of brass lever handles | each |  | 310.00
20 | 0417 | Brass 150 mm floor door stopper | weighing not less than 0.357kg |  | each | 160.00
20 | 0418 | Brass hard drawn hooks and eyes 300 mm | 10 Nos |  | 600.00
20 | 0419 | Brass hard drawn hooks and eyes 250 mm | 10 Nos |  | 574.00
20 | 0420 | Brass hard drawn hooks and eyes 200 mm | 10 Nos |  | 510.00
20 | 0421 | Brass hard drawn hooks and eyes 150 mm | 10 Nos |  | 400.00
20 | 0422 | Brass hard drawn hooks and eyes 100 mm | 10 Nos |  | 345.00
20 | 0423 | Brass casement window fastener | each |  | 45.00
21 |  | No.
21 | 0424 | Brass casement stays (straight peg type) 300 mm weighing not less
21 | 0425 | Brass casement stays (straight peg type) 250 mm weighing not less
21 | 0426 | Brass casement stays (straight peg type) 200 mm weighing not less
21 | 0427 | Brass quadrant stays 300 mm | each |  | 110.00
21 | 0428 | Brass fanlight catch | 10 Nos |  | 170.00
21 | 0429 | Brass fanlight pivot | 10 Nos |  | 168.00
21 | 0430 | Brass chain with hook for fan light catch | each |  | 36.00
21 | 0431 | Brass hasps and staples (safety type) 150 mm | 10 Nos |  | 740.00
21 | 0432 | Brass hasps and staples (safety type) 115 mm | 10 Nos |  | 670.00
21 | 0433 | Brass hasps and staples (safety type) 90 mm | 10 Nos |  | 575.00
21 | 0438 | Brass night latch | each |  | 610.00
21 | 0442 | Brass helical spring 150 mm | each |  | 290.00
21 | 0444 | Brass curtain rod 20 mm dia 1.25 mm thick | metre |  | 140.00
21 | 0445 | Brass curtain rod 25 mm dia 1.25 mm thick | metre |  | 190.00
21 | 0446 | Brass brackets (curtain rods) 20 mm | each |  | 45.00
21 | 0447 | Brass cupboard knob or wardrobe knob 50 mm | each |  | 36.00
21 | 0449 | Brass screws 50 mm | 100 Nos |  | 220.00
21 | 0450 | Brass screws 40 mm | 100 Nos |  | 170.00
21 | 0451 | Brass screws 30 mm | 100 Nos |  | 140.00
21 | 0452 | Brass screws 25 mm | 100 Nos |  | 100.00
21 | 0453 | Brass screws 20 mm | 100 Nos |  | 95.00
21 | 0454 | Stainless steel SS grade 304 , curtain rod 20 mm dia 1.20mm thick | metre |  | 125.00
21 | 0455 | Stainless steel SS grade 304, | curtain rod 25 mm dia 1.20mm thick |  | metre | 170.00
21 | 0456 | Stainless steel SS grade 304, | brackets ( curtain rod) |  | 20 mm dia
21 | 0457 | Stainless steel SS grade 304, | brackets ( curtain rod) |  | 25 mm dia
21 | 0458 | plastic sleeves for screw | each |  | 2.00
21 | 0524 | Chromium plated Brass butt hinges (heavy) type 75x65x4 mm weighing
21 | 0525 | Chromium plated Brass butt hinges (light/ordinary) type 125x70x4mm | 10 Nos |  | 805.00
21 | 0526 | Chromium plated Brass butt hinges (light/ordinary) type 100x70x4 mm | 10 Nos |  | 690.00
21 | 0527 | Chromium plated Brass butt hinges (light/ordinary) type 75x40x2.5 mm | 10 Nos |  | 421.00
21 | 0528 | Chromium plated Brass butt hinges (light/ordinary) type 50x40x2.5 mm | 10 Nos |  | 180.00
21 | 0552 | 75mm SS fancy handles for kitchen cabinet | 10 Nos. |  | 255.00
21 | 0553 | 100mm SS fancy handles for kitchen cabinet | 10 Nos |  | 455.00
21 | 0554 | 125mm SS fancy handles for kitchen cabinet | 10 Nos |  | 640.00
21 | 0555 | Chromium plated Brass handles 125 mm with plate 175 x32 mm | each |  | 160.00
21 | 0556 | Chromium plated Brass handles 100 mm with plate 150 x 32 mm | each |  | 140.00
21 | 0557 | Chromium plated Brass handles 75mm with plate 125x32 mm | each |  | 125.00
21 | 0558 | Chromium plated Brass mortice latch and lock 100x65 mm with
21 | 0568 | Chromium plated brass casement window fastener | each |  | 90.00
21 | 0569 | Chromium plated Brass casement stays (straight peg type) 300 mm
21 | 0570 | Chromium plated Brass casement stays (straight peg type) 250 mm
22 |  | No.
22 | 0571 | Chromium plated Brass casement stays (straight peg type) 200 mm
22 | 0583 | Chromium plated Brass Night latch | each |  | 500.00
22 | 0584 | Chromium plated Brass Wardrobe Knob 50 mm | each |  | 80.00
22 | 0585 | Chromium plated Brass screws 50 mm | 100 Nos |  | 300.00
22 | 0586 | Chromium plated Brass screws 40 mm | 100 Nos |  | 290.00
22 | 0587 | Chromium plated Brass screws 30 mm | 100 Nos |  | 240.00
22 | 0588 | Chromium plated Brass screws 25 mm | 100 Nos |  | 180.00
22 | 0589 | Chromium plated Brass screws 20 mm | 100 Nos |  | 160.00
22 | 0590 | Chromium plated Brass curtain rod 12 mm dia 1.25mm thick | metre |  | 185.00
22 | 0591 | Chromium plated Brass curtain rod 20 mm dia 1.25mm thick | metre |  | 260.00
22 | 0592 | Chromium plated Brass curtain rod 25 mm dia 1.25mm thick | metre |  | 340.00
22 | 0593 | C.P. Brass Extension Nipple (1/2"x2" size) | each |  | 40.00
22 | 0594 | Bright finished or black enameled mild steel butt hinges 125x65x 2.12 mm | 10 Nos |  | 135.00
22 | 0595 | Bright finished or black enameled mild steel butt hinges 100x58x 1.90 mm | 10 Nos |  | 80.00
22 | 0596 | Bright finished or black enameled mild steel butt hinges 75x47x 1.70 mm | 10 Nos |  | 56.00
22 | 0597 | Bright finished or black enameled mild steel butt hinges 50x37x 1.50 mm | 10 Nos |  | 49.00
22 | 0608 | Nickel plated bright finished mild steel piano hinges 1 mm thick
22 | 0635 | Bright finished or black enameled mild steel screws 50 mm | 100 Nos |  | 75.00
22 | 0637 | Bright finished or black enameled mild steel screws 40 mm | 100 Nos |  | 60.00
22 | 0638 | Bright finished or black enameled mild steel screws 30 mm | 100 Nos |  | 45.00
22 | 0639 | Bright finished or black enameled mild steel screws 25 mm | 100 Nos |  | 36.00
22 | 0640 | Bright finished or black enameled mild steel screws 20 mm | 100 Nos |  | 30.00
22 | 0641 | Bright finished or black enameled mild steel bolts and nuts 50x6 mm | each |  | 5.00
22 | 0642 | Oxidised mild steel butt hinges 125x65x2.12 mm | 10 Nos |  | 130.00
22 | 0643 | Oxidised mild steel butt hinges 100x58x1.90 mm | 10 Nos |  | 85.00
22 | 0644 | Oxidised mild steel butt hinges 75x47x1.70 mm | 10 Nos |  | 63.00
22 | 0645 | Oxidised mild steel butt hinges 50x37x1.50 mm | 10 Nos |  | 53.00
22 | 0646 | Oxidised mild steel parliamentary hinges 150x125x27x2.8 mm | 10 Nos |  | 334.00
22 | 0647 | Oxidised mild steel parliamentary hinges 125x125x27x2.8 mm | 10 Nos |  | 309.00
22 | 0648 | Oxidised mild steel parliamentary hinges 100x125x27x2.8 mm | 10 Nos |  | 231.00
22 | 0649 | Oxidised mild steel parliamentary hinges 75x100x20x2.24 mm | 10 Nos |  | 196.00
22 | 0650 | Oxidised mild steel single acting spring hinges 150 mm | each |  | 138.00
22 | 0651 | Oxidised mild steel single acting spring hinges 125 mm | each |  | 118.00
22 | 0652 | Oxidised mild steel single acting spring hinges 100 mm | each |  | 98.00
22 | 0653 | Oxidised mild steel double acting spring hinges 150 mm | each |  | 157.00
22 | 0654 | Oxidised mild steel double acting spring hinges 125 mm | each |  | 135.00
22 | 0655 | Oxidised mild steel double acting spring hinges 100 mm | each |  | 118.00
22 | 0656 | Nickel plated mild steel piano hinges 1 mm thick 35 mm wide | metre |  | 44.00
22 | 0660 | Oxidised mild steel sliding door bolt 300x16 mm | each |  | 93.00
22 | 0661 | Oxidised mild steel sliding door bolt 250x16 mm | each |  | 84.00
22 | 0662 | Oxidised mild steel door latch 300x20x6 mm | each |  | 49.00
22 | 0663 | Oxidised mild steel door latch 250x20x6 mm | each |  | 39.00
22 | 0664 | Oxidised mild steel tower bolt (barrel type) 250x10 mm | each |  | 43.00
22 | 0665 | Oxidised mild steel tower bolt (barrel type) 200x10 mm | each |  | 34.00
22 | 0666 | Oxidised mild steel tower bolt (barrel type) 150x10 mm | each |  | 29.00
22 | 0667 | Oxidised mild steel tower bolt (barrel type) 100x10 mm | each |  | 20.00
22 | 0668 | Oxidised mild steel handles 125 mm | each |  | 20.00
23 |  | No.
23 | 0669 | Oxidised mild steel handles 100 mm | each |  | 15.00
23 | 0670 | Oxidised mild steel handles 75 mm | each |  | 12.00
23 | 0679 | Oxidised mild steel hasps and staples (safety type) 150 mm | 10 Nos |  | 128.00
23 | 0680 | Oxidised mild steel hasps and staples (safety type) 115 mm | 10 Nos |  | 108.00
23 | 0681 | Oxidised mild steel hasps and staples (safety type) 90 mm | 10 Nos |  | 79.00
23 | 0682 | Oxidised mild steel screws 50 mm | 100 Nos |  | 76.00
23 | 0683 | Oxidised mild steel screws 40 mm | 100 Nos |  | 62.00
23 | 0684 | Oxidised mild steel screws 30 mm | 100 Nos |  | 49.00
23 | 0685 | Oxidised mild steel screws 25 mm | 100 Nos |  | 36.00
23 | 0686 | Oxidised mild steel screws 20 mm | 100 Nos |  | 32.00
23 | 0687 | Anodised Aluminium butt hinges 125x75x4 mm | 10 Nos |  | 560.00
23 | 0688 | Anodised Aluminium butt hinges 125x63x4 mm | 10 Nos |  | 393.00
23 | 0689 | Anodised Aluminium butt hinges 100x75x4 mm | 10 Nos |  | 393.00
23 | 0690 | Anodised Aluminium butt hinges 100x63x3.2 mm | 10 Nos |  | 270.00
23 | 0691 | Anodised Aluminium butt hinges 100x63x4 mm | 10 Nos |  | 324.00
23 | 0692 | Anodised Aluminium butt hinges 75x63x4 mm | 10 Nos |  | 275.00
23 | 0693 | Anodised Aluminium butt hinges 75x63x3.2 mm | 10 Nos |  | 226.00
23 | 0694 | Anodised Aluminium butt hinges 75x45x3.2 mm | 10 Nos |  | 196.00
23 | 0696 | Anodised Aluminium sliding door bolt 300x16 mm | each |  | 147.00
23 | 0697 | Anodised Aluminium sliding door bolt 250x16 mm | each |  | 128.00
23 | 0698 | Anodised Aluminium tower bolt (barrel type) 300x10 mm | 10 Nos |  | 580.00
23 | 0699 | Anodised Aluminium tower bolt (barrel type) 250x10 mm | 10 Nos |  | 481.00
23 | 0700 | Anodised Aluminium tower bolt (barrel type) 200x10 mm | 10 Nos |  | 383.00
23 | 0701 | Anodised Aluminium tower bolt (barrel type) 150x10 mm | 10 Nos |  | 304.00
23 | 0702 | Anodised Aluminium tower bolt (barrel type) 100x10 mm | 10 Nos |  | 226.00
23 | 0703 | Anodised Aluminium handles 125 mm with plate 175 x 32 mm | 10 Nos |  | 324.00
23 | 0704 | Anodised Aluminium handles 100 mm with plate 150 x 32 mm | 10 Nos |  | 275.00
23 | 0705 | Anodised Aluminium handles 75mm with plate 125 x 32 mm | 10 Nos |  | 231.00
23 | 0706 | Anodised Aluminium kicking plate 50 cm long 100x3.15 mm | each |  | 142.00
23 | 0713 | Block board construction flush door with teak wood ply on both faces
23 | 0714 | Block board construction flush door with teak wood ply on both faces
23 | 0715 | Block board construction flush door with teak wood ply on both faces
23 | 0717 | Block board construction flush door with commercial ply on both faces
23 | 0718 | Block board construction flush door with commercial ply on both faces
23 | 0719 | Block board construction flush door with commercial ply on both faces
23 | 0752 | Block board construction flush door lipping 25 mm thick | sqm of |  | 300.00
23 |  | door area
23 | 0754 | Circular vision panel in Block board construction flush door | sqm of |  | 135.00
23 |  | door area
23 | 0755 | Decorative type louvers in Block board construction flush door | sqm of |  | 265.00
23 |  | door area
23 | 0757 | Rebate cutting in block board construction flush door | sqm of |  | 70.00
23 |  | door area
24 |  | No.
24 | 0759 | Decorative plywood 4 mm | sqm |  | 320.00
24 | 0761 | Fuel wood | quintal |  | 500.00
24 | 0763 | Glue | kg |  | 75.00
24 | 0764 | Calcium silicate base compound for jointing calcium silicate tiles | kg |  | 26.00
24 | 0765 | Hessian cloth | sqm |  | 35.00
24 | 0768 | Cement Concrete Jali 50 mm thick | sqm |  | 400.00
24 | 0769 | Cement Concrete Jali 40 mm thick | sqm |  | 350.00
24 | 0770 | Cement Concrete Jali 25 mm thick | sqm |  | 275.00
24 | 0771 | Kerosene oil | litre |  | 50.00
24 | 0772 | White cement based polymer modified self curing compound in powder
24 | 0773 | Unslaked lime | quintal |  | 300.00
24 | 0775 | Dehradun white lime | quintal |  | 600.00
24 | 0776 | Satna lime | quintal |  | 370.00
24 | 0777 | Dry hydrated lime (factory made) | quintal |  | 290.00
24 | 0784 | Marble dust/ powder | cum |  | 1130.00
24 | 0785 | Marble chips up to 4 mm and down size White & black | quintal |  | 189.00
24 | 0788 | Marble chips large size above 4 mm White & black | quintal |  | 250.00
24 | 0801 | Silicon and acrylic emulsion | litre |  | 130.00
24 | 0802 | Acrylic distemper 1st quality , having VOC content less than 50 grams/ litre | Kg |  | 36.00
24 | 0803 | Acrylic emulsion, having VOC content less than 50 grams/ litre | litre |  | 94.00
24 | 0804 | Premium acrylic emulsion of interior grade, having VOC content less
24 | 0806 | Ready mixed pink or grey primer on wood work (hard and soft wood)
24 | 0808 | Water thinnable cement primer for interior wall surface, having VOC
24 | 0809 | Exterior primer | kg |  | 140.00
24 | 0810 | Moorum | cum |  | 500.00
24 | 0811 | Mud (dry) | cum |  | 165.00
24 | 0815 | Dry distemper | kg |  | 30.00
24 | 0816 | Ist quality Acrylic distemper(Ready mix) having VOC content less than
24 | 0818 | Linseed oil (double boiled) | litre |  | 200.00
24 | 0820 | Cement primer | litre |  | 80.00
24 | 0821 | Distemper primer | litre |  | 70.00
24 | 0823 | Pink primer (for wood) | litre |  | 105.00
24 | 0824 | White cement based putty | kg |  | 13.00
24 | 0826 | Aluminium paint | litre |  | 150.00
24 | 0827 | Acid proof paint (chocolate or black) | litre |  | 225.00
24 | 0828 | Anticorrosive bituminous paint (black) | litre |  | 100.00
24 | 0829 | Black Japan paint | litre |  | 90.00
24 | 0830 | Enamel paint | litre |  | 165.00
24 | 0831 | Floor enamel paint in all shades except green | litre |  | 250.00
24 | 0833 | Synthetic enamel paint in black or chocolate shade | litre |  | 170.00
24 | 0834 | Synthetic enamel paint in all shades except black or chocolate shade | litre |  | 160.00
24 | 0835 | Plastic acrylic emulsion paint | litre |  | 200.00
24 | 0836 | 100% Premium acrylic dirt resistance, Silicone additives exterior paint | litre |  | 270.00
24 | 0837 | Acrylic Exterior Primer | litre |  | 100.00
25 |  | No.
25 | 0845 | Roofing paint for iron sheets in red colour | litre |  | 120.00
25 | 0850 | White lead | kg |  | 170.00
25 | 0851 | Water proofing cement paint | kg |  | 38.00
25 | 0855 | Wax polish (ready made) | kg |  | 230.00
25 | 0856 | Ordinary varnish | litre |  | 100.00
25 | 0857 | Superior copal varnish | litre |  | 115.00
25 | 0858 | Superior spar varnish | litre |  | 115.00
25 | 0859 | Oil type wood preservative | litre |  | 130.00
25 | 0863 | Putty for wood work | kg |  | 30.00
25 | 0865 | Pig lead | kg |  | 130.00
25 | 0868 | Premixed super white gypsum plaster | kg |  | 6.00
25 | 0869 | Plaster of Paris | kg |  | 5.00
25 | 0870 | Plug | each |  | 10.00
25 | 0873 | Copper pins 6 mm dia 7.5 cm long | each |  | 10.00
25 | 0874 | Black colour dark shade pigment | kg |  | 70.00
25 | 0876 | Green or blue medium shade pigment | kg |  | 56.00
25 | 0886 | Standard holder bat clamps for sand cast iron or cast iron pipes
25 | 0966 | Sand Cast iron plain shoe 150 mm dia | each |  | 285.00
25 | 0967 | Copper plate | kg |  | 527.00
25 | 0969 | Pulley 25 mm dia | each |  | 48.00
25 | 0973 | Rolling shutter made of 80x1.25 mm machine rolled laths | sqm |  | 1400.00
25 | 0974 | Top cover for rolling shutters 1.25 mm thick | metre |  | 800.00
25 | 0975 | 27.5 cm long wire spring grade No. 2 for rolling shutters | each |  | 300.00
25 | 0976 | Ball bearing for rolling shutters | each |  | 260.00
25 | 0977 | Extra for mechanical devices chain and cranked operation for operating
25 | 0978 | Extra for mechanical devices chain and cranked operation for operating
25 | 0979 | Royalty for good earth | cum |  | 40.00
25 | 0980 | Royalty for sludge | cum |  | 90.00
25 | 0982 | Coarse sand (zone III) | cum |  | 1350.00
25 | 0983 | Fine sand (zone IV) | cum |  | 900.00
25 | 0992 | Galvanised steel plain sheets | quintal |  | 5000.00
25 | 0993 | FY-1860 grade wire strands | quintal |  | 5700.00
25 | 0994 | Standard quality hard board sheet 3 mm thick | sqm |  | 135.00
25 | 0996 | Standard quality hard board sheet 4.5 mm thick | sqm |  | 210.00
25 | 0999 | Shellac | kg |  | 300.00
25 | 1000 | Spirit | litre |  | 48.00
25 | 1001 | Spun yarn | kg |  | 50.00
25 | 1002 | Mild steel round bar 12 mm dia and below | quintal |  | 4500.00
25 | 1003 | Mild steel round bar above 12 mm dia | quintal |  | 4400.00
25 | 1004 | Average rate of Mild steel round bars for reinforcement | quintal |  | 4500.00
25 | 1005 | Twisted steel/ deformed TMT bars Fe-500D | quintal |  | 4600.00
25 | 1006 | Mild steel square bars | quintal |  | 4500.00
25 | 1007 | Structural steel such as tees, angles channels and R.S. joist s | quintal |  | 4600.00
25 | 1008 | Flats up to 10 mm in thickness | quintal |  | 4500.00
26 |  | No.
26 | 1009 | Flats exceeding 10 mm in thickness | quintal |  | 4600.00
26 | 1010 | Mild steel plates | quintal |  | 4800.00
26 | 1011 | Steel glazed door, window/ ventilator, all members viz. F7D, F4B, K11
26 | 1012 | Pregalvanized high tensile steel confirming to IS:277-199 | kg |  | 90.00
26 | 1013 | Mild steel sheets of 1.00 mm thickness for tanks | quintal |  | 4600.00
26 | 1015 | Mild steel expanded metal 20x60 mm strands 3.25 mm wide 1.60 mm
26 | 1019 | Mild steel hooks | each |  | 32.00
26 | 1020 | Mild steel rivets | quintal |  | 5000.00
26 | 1021 | Hard drawn steel wire fabric 75 x 25 mm mesh of weight not less than
26 | 1022 | Galvanised steel bolts & nuts 6 mm dia and 25 mm long round head
26 | 1023 | Galvanised steel J or L hooks 8 mm dia | 10 Nos |  | 120.00
26 | 1024 | Galvanised steel bolts & nuts 10 mm dia and 125 mm long round
26 | 1025 | Mild steel bolts 6 mm dia and 25 mm long with hexagonal head | 10 Nos |  | 10.00
26 | 1027 | Erection Bolts ( Minimum 04 nos for each element) | each |  | 25.00
26 | 1028 | Straining bolts | each |  | 80.00
26 | 1029 | Galvanised steel barbed wire of 9.8 kg /100metre | quintal |  | 5500.00
26 | 1030 | Galvanised steel turn buckles | each |  | 25.00
26 | 1031 | Galvanised steel bolts & nuts 10 mm dia and 27 cm long both sides
26 | 1032 | Galvanised steel bolts 10 mm dia and 7 cm long with nuts | each |  | 6.00
26 | 1034 | Bolts and nuts up to 300 mm in length | quintal |  | 4800.00
26 | 1035 | Bolts and nuts above 300 mm in length | quintal |  | 5100.00
26 | 1036 | Iron pintels including welded pin | each |  | 37.00
26 | 1143 | Steel beading 10x10x1.6mm (box type) | metre |  | 27.00
26 | 1145 | Aluminium Plain Strip edging 38x12x3 mm | metre |  | 90.00
26 | 1149 | Glass strip 4 mm thick 40 mm deep | metre |  | 20.00
26 | 1151 | Boundary stone top chisel dressed 15x15x90 cm | each |  | 80.00
26 | 1154 | Through and bond stone | 100 Nos |  | 5000.00
26 | 1157 | Stone for masonry work | cum |  | 1100.00
26 | 1158 | Stone for pitching 15 cm x 22.5 cm | cum |  | 600.00
26 | 1159 | Stone dust | cum |  | 1100.00
26 | 1160 | Red sand stone block | 10 cudm |  | 79.00
26 | 1161 | White sand stone block | 10 cudm |  | 205.00
26 | 1163 | White sand stone slab 75 mm thick (un-dressed) | sqm |  | 900.00
26 | 1164 | Red sand stone slab 40 mm thick (un-dressed) | sqm |  | 200.00
26 | 1165 | White sand stone slab 40 mm thick (un-dressed) | sqm |  | 200.00
26 | 1166 | Red sand stone slab 30 mm thick (un-dressed) | sqm |  | 200.00
26 | 1168 | Kota stone slab 20 mm to 25 mm thick (semi-polished) | sqm |  | 280.00
26 | 1169 | Kota stone slab 25mm thick (rough chiseled) | sqm |  | 301.00
26 | 1174 | Red sand stone slab 45 mm to 50 mm thick (un-dressed) | sqm |  | 225.00
26 | 1175 | White sand stone slab 45 mm to 50 mm thick (un-dressed) | sqm |  | 240.00
26 | 1177 | Stone grit 6 mm and down size or pea sized gravel | cum |  | 800.00
26 | 1179 | Crushed stone 2.36 mm to 12.5 mm size | cum |  | 900.00
26 | 1182 | Surkhi | cum |  | 700.00
27 |  | No.
27 | 1186 | Superior class teak wood such as Dandeli, Balarshah or Malabar in
27 | 1187 | First class teak wood in scantling | 10 cudm |  | 880.00
27 | 1188 | First class teak wood in planks | 10 cudm |  | 850.00
27 | 1189 | Second class teak wood in scantling | 10 cudm |  | 776.00
27 | 1190 | Second class teak wood in planks | 10 cudm |  | 791.00
27 | 1191 | Marandi wood in planks | 10 cudm |  | 440.00
27 | 1192 | Marandi wood in scantling | 10 cudm |  | 431.00
27 | 1194 | Second class deodar wood in planks | 10 cudm |  | 500.00
27 | 1196 | First class kail wood in planks | 10 cudm |  | 300.00
27 | 1197 | Second class kail wood in scantling | 10 cudm |  | 260.00
27 | 1198 | Second class kail wood in planks | 10 cudm |  | 260.00
27 | 1199 | Sal wood in scantling | 10 cudm |  | 600.00
27 | 1200 | Kiln seasoned selected sheesham wood planks | 10 cudm |  | 650.00
27 | 1201 | Precast terrazzo tiles 22 mm thick (light shade) | sqm |  | 285.00
27 | 1202 | Precast terrazzo tiles 22 mm thick (medium shade) | sqm |  | 265.00
27 | 1203 | Precast terrazzo tiles 22 mm thick (dark shade) | sqm |  | 245.00
27 | 1204 | Precast heat resistant terrace tiles (size 300x300 mm) and 20 mm thick | sqm |  | 409.00
27 | 1207 | G.I. Limpet washer | 100 Nos |  | 21.00
27 | 1208 | Bitumen washer | 100 Nos |  | 30.00
27 | 1209 | G.I. plain washer thick | 100 Nos |  | 35.00
27 | 1210 | G.I. plain washer thin | 100 Nos |  | 21.00
27 | 1211 | G.I. plain washer for seam bolts | 100 Nos |  | 32.00
27 | 1213 | Water proofing materials | kilogram |  | 35.00
27 | 1214 | Welding by gas plant | cm |  | 2.00
27 | 1215 | Welding by electric plant | cm |  | 2.00
27 | 1216 | Whiting | quintal |  | 600.00
27 | 1217 | GI Wire mesh 100x100 mm | kg |  | 75.00
27 | 1218 | Shear stud | each |  | 50.00
27 | 1219 | Wire nails | kilogram |  | 58.00
27 | 1220 | Wire mesh (rabbit) | sqm |  | 42.00
27 | 1221 | 20 mm dia holding down bolts | quintal |  | 6100.00
27 | 1222 | Mild steel sheets with bolts and nuts to rest on pintels | each |  | 120.00
27 | 1223 | Steel weld mesh | sqm |  | 150.00
27 | 1224 | Hard drawn steel wire | quintal |  | 4800.00
27 | 1225 | Mild steel flat strap fitting | quintal |  | 4120.00
27 | 1227 | Chequered terrazzo tiles 22 mm thick (light shade) | sqm |  | 275.00
27 | 1228 | Chequered terrazzo tiles 22 mm thick (medium shade) | sqm |  | 300.00
27 | 1229 | Chequered terrazzo tiles 22 mm thick (dark shade) | sqm |  | 260.00
27 | 1231 | Extra for selected planks of second class teakwood | 10 cudm |  | 150.00
27 | 1234 | Aluminium Plain Strip edging 57x12x3 mm | metre |  | 135.00
27 | 1235 | Diesel | litre |  | 73.50
27 | 1237 | Cutting marble or sand stone slab up to 50 mm thick by mechanical
27 | 1238 | Extra for selected planks of first class teakwood | 10 cudm |  | 150.00
27 | 1239 | 18 mm thick Flamed finish granite stone slab | sqm |  | 1000.00
27 | 1240 | 18 mm thick Italian Marble stone slab, Perlato (slab area up to 0.5 sqm). | sqm |  | 3209.00
27 | 1241 | Commercial LPG in cylinder | kg |  | 82.00
27 | 1242 | Glass mossaic tiles (20 mm x 20 mm x 4 mm) | sqm |  | 2049.00
28 |  | No.
28 | 1243 | Tile fixing chemical adhesive | kg |  | 8.70
28 | 1244 | Cement Polymer Grout Compound | kg |  | 16.00
28 | 1245 | Acid for cleaning tiles | litre |  | 18.00
28 | 1246 | Silicon based Joint Sealant for Tiles | kg |  | 160.00
28 | 1247 | Rubber base Adhesive | kg |  | 223.00
28 | 1248 | Epoxy based sealing Compound | kg |  | 535.00
28 | 1249 | Acrylic based sealing compound | kg |  | 500.00
28 | 1250 | Non woven reinforcement Tape | metre |  | 0.14
28 | 1251 | M-60 grade cemetitious grout (Non Shrink) | kg |  | 28.00
28 | 1252 | Cementitious polymer base adhesive confirming to EOTA ETAG 004
28 | 1253 | Polypropylene mechanical fastener with plastic pin confirming to EOTA ETAG 014 (European Technical Approval) having dia 10mm &
28 | 1254 | Moisture cure Polyurethane Foam | 750 ml |  | 600.00
28 | 1255 | PVC Corner Bead of size 25mmx25mm fixed with glass fibre mesh
28 | 1256 | Cementitious polymer base coat confirming to EOTA ETAG 004
28 | 1257 | Fiberglass mesh with alkali-resistant coating having mass per unit
28 | 1301 | Bleaching powder | quintal |  | 1800.00
28 | 1304 | Surface box for stop cock | each |  | 125.00
28 | 1305 | Surface box for sluice valve | each |  | 210.00
28 | 1307 | Surface box for water meter | each |  | 250.00
28 | 1309 | C.I. bracket for wash basin and sinks | pair |  | 88.00
28 | 1313 | 8 mm dia C.P. Brass/ S.S. Jet with flexible tube upto 1 metre long with
28 | 1314 | C.P.brass chain with 32 mm dia rubber plug | each |  | 40.00
28 | 1315 | C.P.brass chain with 40 mm dia rubber plug | each |  | 40.00
28 | 1316 | 50mmx50mm hardwood plug | each |  | 75.00
28 | 1330 | Clamps and M.S. stays including bolts and nuts for 100 mm pipe | each |  | 67.50
28 | 1331 | M.S. Holder bat clamp of approved design for 100 mm S.C.I. pipe | each |  | 30.00
28 | 1332 | M.S. Holder bat clamp of approved design for 75 mm S.C.I. pipe | each |  | 27.00
28 | 1334 | Clamps and M.S. stays including bolts and nuts for 50 mm pipe | each |  | 35.00
28 | 1335 | Clamps and M.S. stays including bolts and nuts for 75 mm pipe | each |  | 37.00
28 | 1336 | Clearing eye with chain and lid 100 mm dia | each |  | 44.00
28 | 1337 | Clearing eye with chain and lid 150 mm dia | each |  | 50.00
28 | 1339 | Brass bib-cock 15 mm dia | each |  | 210.00
28 | 1340 | Brass bib-cock 20 mm dia | each |  | 225.00
28 | 1342 | Brass stop-cock 15 mm dia | each |  | 210.00
28 | 1343 | Brass stop-cock 20 mm dia | each |  | 225.00
28 | 1350 | Mosquito proof coupling of approved design | each |  | 30.00
28 | 1352 | C.I. cover and frame 300x300 mm inside | each |  | 477.00
28 | 1353 | C.I. cover without frame 300x300 mm inside i/c cover of 4.50 kg | each |  | 477.00
28 | 1354 | Rectangular cover 455x610 mm with frame (low duty) | each |  | 1400.00
28 | 1355 | Rectangular cover 455x610 mm without frame (low duty) | each |  | 910.00
28 | 1356 | 500 mm dia cover with frame (medium duty) | each |  | 4400.00
28 | 1357 | 500 mm dia cover without frame (medium duty) | each |  | 2300.00
28 | 1360 | C.I. mouth, brass ferrule 15 mm dia | each |  | 140.00
29 |  | No.
29 | 1361 | C.I. mouth, brass ferrule 20 mm dia | each |  | 160.00
29 | 1362 | C.l. mouth, brass ferrule 25 mm dia | each |  | 220.00
29 | 1363 | Vitreous china foot rests 250x130x30 mm | pair |  | 100.00
29 | 1364 | C.I. grating 100x100 mm | each |  | 40.22
29 | 1366 | C.I. grating 150x150 mm | each |  | 54.42
29 | 1367 | C.I. grating 180x180 mm | each |  | 65.00
29 | 1369 | S.C.I. gully or nahani grating 100 mm dia | each |  | 25.00
29 | 1373 | Rubber insertions for 75 mm dia pipe joints | each |  | 16.00
29 | 1374 | Rubber insertions for 100 mm dia pipe joints | each |  | 18.00
29 | 1375 | Rubber insertions for 125 mm dia pipe joints | each |  | 20.00
29 | 1376 | Rubber insertions for 150 mm dia pipe joints | each |  | 20.00
29 | 1377 | Rubber insertions for 200 mm dia pipe joints | each |  | 25.00
29 | 1378 | Rubber insertions for 250 mm dia pipe joints | each |  | 40.00
29 | 1379 | Rubber insertions for 300 mm dia pipe joints | each |  | 45.00
29 | 1380 | Rubber insertions for 350 mm dia pipe joints | each |  | 50.00
29 | 1381 | Rubber insertions for 400 mm dia pipe joints | each |  | 73.00
29 | 1382 | Rubber insertions for 450 mm dia pipe joints | each |  | 92.00
29 | 1383 | Rubber insertions for 500 mm dia pipe joints | each |  | 110.00
29 | 1384 | Rubber insertions for 600 mm dia pipe joints | each |  | 125.00
29 | 1392 | Mirror of superior make glass 60x45 cm | each |  | 400.00
29 | 1396 | Vitreous china pedestal for wash basin | each |  | 900.00
29 | 1397 | Pig lead | kg |  | 176.00
29 | 1464 | S & S.C.I. standard specials upto 300 mm dia (heavy class) | quintal |  | 3600.00
29 | 1466 | S & S.C.I. standard specials over 300 mm dia (heavy class) | quintal |  | 3700.00
29 | 1468 | Flanged C.I. standard specials upto 300 mm dia (heavy class) | quintal |  | 5500.00
29 | 1470 | Flanged C.I. standard specials over 300 mm dia (heavy class) | quintal |  | 5500.00
29 | 1472 | Casing pipe 100 mm dia | metre |  | 335.00
29 | 1532 | Flush pipe with union spreaders and clamps all in C.P. brass for
29 | 1533 | Flush pipe with union spreaders and clamps all in C.P. brass for
29 | 1534 | Flush pipe with union spreaders and clamps all in C.P. brass for
29 | 1535 | Flush pipe with union spreaders and clamps all in C.P. brass for
29 | 1540 | Flush pipe and spreaders G.l. for single set of one squatting plate urinal | each |  | 175.00
29 | 1541 | Flush pipe and spreaders G.l. for range of two squatting plates urinal | each |  | 250.00
29 | 1542 | Flush pipe and spreaders G.l. for range of three squatting plates urinal | each |  | 300.00
29 | 1543 | Flush pipe and spreaders G.l. for range of four squatting plates urinal | each |  | 390.00
29 | 1545 | G.I. pipes 15 mm dia | metre |  | 91.00
29 | 1546 | G.I. pipes 20 mm dia | metre |  | 120.00
29 | 1547 | G.I. pipes 25 mm dia | metre |  | 171.00
29 | 1548 | G.I. pipes 32 mm dia | metre |  | 215.00
29 | 1549 | G.I. pipes 40 mm dia | metre |  | 250.00
29 | 1550 | G.I. pipes 50 mm dia | metre |  | 310.00
29 | 1551 | G.I. pipes 65 mm dia | metre |  | 395.00
29 | 1552 | G.I. pipes 80 mm dia | metre |  | 505.00
29 | 1555 | G.I. back (jam) nuts 25 mm dia | each |  | 15.00
29 | 1559 | G.I. back (jam) nuts 65 mm dia | each |  | 25.00
30 |  | No.
30 | 1608 | G.I. tees (equal) 25 mm | each |  | 50.00
30 | 1612 | G.I. tees (equal) 65 mm | each |  | 452.00
30 | 1614 | G.I. inlet connection | each |  | 60.00
30 | 1616 | S.C.I. soil, waste and vent single socketed pipe 1.80 metres long:
30 | 1617 | S.C.I. soil, waste and vent single socketed pipe 1.80 metres long:
30 | 1618 | S.C.I. soil, waste and vent single socketed pipe 1.80 metres long:
30 | 1620 | S.C.I. plain bend 75 mm dia | each |  | 210.00
30 | 1621 | S.C.I. plain bend 100 mm dia | each |  | 258.00
30 | 1622 | S.C.I. plain bend 150 mm dia | each |  | 460.00
30 | 1624 | S.C.I. bend with access door 75 mm dia | each |  | 240.00
30 | 1625 | S.C.I. bend with access door 100 mm dia | each |  | 300.00
30 | 1627 | S.C.I. plain single equal junctions 75x75x75 mm dia | each |  | 278.00
30 | 1628 | S.C.I. plain single equal junctions 100x100x100 mm dia | each |  | 360.00
30 | 1630 | S.C.I. single equal junctions 75x75x75 mm dia with access door | each |  | 320.00
30 | 1631 | S.C.I. single equal junctions 100x100x100 mm dia with access door | each |  | 405.00
30 | 1633 | S.C.I. plain double equal junctions 75x75x75x75 mm dia | each |  | 382.00
30 | 1634 | S.C.I. plain double equal junctions 100x100x100x100 mm dia | each |  | 590.00
30 | 1636 | S.C.I. double equal junctions 75x75x75x75 mm dia with access door | each |  | 500.00
30 | 1637 | S.C.I. double equal junctions 100x100x100x100 mm dia with access
30 | 1639 | Slotted cowl (terminal guard) 75 mm dia | each |  | 191.00
30 | 1640 | Slotted cowl (terminal guard) 100 mm dia | each |  | 239.00
30 | 1641 | G.I. Union 15 mm nominal bore | each |  | 30.00
30 | 1642 | G.I. Union 20 mm nominal bore | each |  | 49.00
30 | 1643 | G.I. Union 25 mm nominal bore | each |  | 108.00
30 | 1644 | G.I. Union 32 mm nominal bore | each |  | 141.00
30 | 1645 | G.I. Union 40 mm nominal bore | each |  | 192.00
30 | 1646 | G.I. Union 50 mm nominal bore | each |  | 249.00
30 | 1647 | G.I. Union 65 mm nominal bore | each |  | 504.00
30 | 1648 | G.I. Union 80 mm nominal bore | each |  | 563.00
30 | 1649 | Polyethylene water storage tank with cover and suitable locking
30 | 1653 | Sand cast iron S&S plain single unequal junctions: 100x100x75 mm dia | each |  | 494.00
30 | 1656 | Sand cast iron S&S single unequal junctions: 100x100x75 mm dia with
30 | 1659 | Sand cast iron S&S plain double unequal junctions: 100x100x75x
30 | 1662 | Sand cast iron S&S double unequal junctions: 100x100x75x75 mm dia
30 | 1666 | Sand cast iron heel rest bend 75 mm dia | each |  | 274.00
30 | 1667 | Sand cast iron heel rest bend 100 mm dia | each |  | 347.00
30 | 1669 | S.C.I. single equal invert branch of required degree 75x75x75 mm dia | each |  | 320.00
30 | 1670 | S.C.I. single equal invert branch of required degree 100x100x100 mm dia | each |  | 410.00
30 | 1672 | S.C.I. double equal invert branch of required degree 75x75x75x75 mm dia | each |  | 410.00
30 | 1673 | S.C.I. double equal invert branch of required degree 100x100x100x
30 | 1674 | S.C.I. single unequal invert branch of required degree 100x100x75 mm dia | each |  | 495.00
31 |  | No.
31 | 1677 | S.C.I. double unequal invert branch of required degree 100x100x75x
31 | 1682 | S.C.I. door pieces 75 mm dia | each |  | 283.00
31 | 1683 | S.C.I. door pieces 100 mm dia | each |  | 475.00
31 | 1685 | S.C.I. collar 75 mm dia | each |  | 177.00
31 | 1686 | S.C.I. collar 100 mm dia | each |  | 246.00
31 | 1687 | Unplasticised P.V.C. connection pipe with brass union 30 cm long
31 | 1688 | Unplasticised P.V.C. connection pipe with brass union 30 cm long
31 | 1689 | Unplasticised P.V.C. connection pipe with brass union 45 cm long
31 | 1690 | Unplasticised P.V.C. connection pipe with brass union 45 cm long
31 | 1693 | S.C.I. hand pump | each |  | 670.00
31 | 1700 | R.C.C. pipes NP2 class 100 mm dia | metre |  | 200.00
31 | 1701 | R.C.C. pipes NP2 class 150 mm dia | metre |  | 212.00
31 | 1702 | R.C.C. pipes NP2 class 250 mm dia | metre |  | 350.00
31 | 1703 | R.C.C. pipes NP2 class 300 mm dia | metre |  | 445.00
31 | 1704 | R.C.C. pipes NP2 class 450 mm dia | metre |  | 750.00
31 | 1705 | R.C.C. pipes NP2 class 500 mm dia | metre |  | 925.00
31 | 1706 | R.C.C. pipes NP2 class 600 mm dia | metre |  | 1100.00
31 | 1707 | R.C.C. pipes NP2 class 700 mm dia | metre |  | 1485.00
31 | 1709 | R.C.C. pipes NP2 class 800 mm dia | metre |  | 1800.00
31 | 1710 | R.C.C. pipes NP2 class 900 mm dia | metre |  | 2500.00
31 | 1711 | R.C.C. pipes NP2 class 1000 mm dia | metre |  | 2900.00
31 | 1712 | R.C.C. pipes NP2 class 1100 mm dia | metre |  | 3200.00
31 | 1713 | R.C.C. pipes NP2 class 1200 mm dia | metre |  | 3510.00
31 | 1714 | R.C.C. collars NP2 class 100 mm dia | each |  | 30.00
31 | 1715 | R.C.C. collars NP2 class 150 mm dia | each |  | 35.00
31 | 1716 | R.C.C. collars NP2 class 250 mm dia | each |  | 50.00
31 | 1717 | R.C.C. collars NP2 class 300 mm dia | each |  | 55.00
31 | 1718 | R.C.C. collars NP2 class 450 mm dia | each |  | 100.00
31 | 1719 | R.C.C. collars NP2 class 500 mm dia | each |  | 115.00
31 | 1720 | R.C.C. collars NP2 class 600 mm dia | each |  | 140.00
31 | 1721 | R.C.C. collars NP2 class 700 mm dia | each |  | 150.00
31 | 1723 | R.C.C. collars NP2 class 800 mm dia | each |  | 200.00
31 | 1724 | R.C.C. collars NP2 class 900 mm dia | each |  | 235.00
31 | 1725 | R.C.C. collars NP2 class 1000 mm dia | each |  | 280.00
31 | 1726 | R.C.C. collars NP2 class 1100 mm dia | each |  | 300.00
31 | 1727 | R.C.C. collars NP2 class 1200 mm dia | each |  | 350.00
31 | 1728 | RCC pipe 450 mm dia NP-3 spigot | metre |  | 1496.00
31 | 1729 | RCC pipe 600 mm dia NP-3 spigot | metre |  | 1995.00
31 | 1730 | RCC pipe 900 mm dia NP-3 spigot | metre |  | 3150.00
31 | 1731 | RCC pipe 1000 mm dia NP-3 spigot | metre |  | 3885.00
31 | 1732 | RCC pipe 1200 mm dia NP-3 spigot | metre |  | 5040.00
31 | 1733 | RCC pipe 1800 mm dia NP-3 spigot | metre |  | 9450.00
31 | 1734 | RCC pipe 450 mm dia NP-4 spigot | metre |  | 1733.00
31 | 1735 | RCC pipe 600 mm dia NP-4 spigot | metre |  | 2310.00
32 |  | No.
32 | 1736 | RCC pipe 900 mm dia NP-4 spigot | metre |  | 4494.00
32 | 1737 | RCC pipe 1000 mm dia NP-4 spigot | metre |  | 5565.00
32 | 1738 | RCC pipe 1200 mm dia NP-4 spigot | metre |  | 6510.00
32 | 1739 | RCC pipe 1800 mm dia NP-4 spigot | metre |  | 13650.00
32 | 1854 | Stoneware pipes grade A (60 cm long) 100 mm dia | each |  | 55.00
32 | 1855 | Stoneware pipes grade A (60 cm long) 150 mm dia | each |  | 100.00
32 | 1856 | Stoneware pipes grade A (60 cm long) 200 mm dia | each |  | 200.00
32 | 1857 | Stoneware pipes grade A (60 cm long) 230 mm dia | each |  | 250.00
32 | 1858 | Stoneware pipes grade A (60 cm long) 250 mm dia | each |  | 320.00
32 | 1859 | Stoneware pipes grade A (60 cm long) 300 mm dia | each |  | 478.00
32 | 1863 | Fire clay kitchen sink: 600x450x250 mm | each |  | 1283.00
32 | 1871 | White vitreous china laboratory sink 450x300x150 mm | each |  | 1500.00
32 | 1872 | White vitreous china laboratory sink 600x450x200 mm | each |  | 2500.00
32 | 1875 | White plastic seat (solid) with lid C.P. brass hinges and rubber buffers | each |  | 400.00
32 | 1876 | Black plastic seat (solid) with lid C.P. brass hinges and rubber buffers | each |  | 310.00
32 | 1878 | Shower rose C.P. brass for 15 to 20 mm inlet 100 mm dia | each |  | 100.00
32 | 1879 | Shower rose C.P. brass for 15 to 20 mm inlet 150 mm dia | each |  | 125.00
32 | 1880 | Dismenteled P or S trap scrap (approx wt 2kg) | kg |  | 22.00
32 | 1881 | Spun yarn | kg |  | 50.00
32 | 1882 | Strainer brass 40 mm dia 1.5 metre long | each |  | 600.00
32 | 1885 | 15 mm C.P. brass tap | each |  | 207.00
32 | 1889 | C.P. brass toilet paper holder of standard size | each |  | 225.00
32 | 1890 | Centrifugally SCI(spun) S & S P or S trap | each |  | 300.00
32 | 1891 | C.I. trap for standard urinal with vent arm with operating and other
32 | 1893 | C.I. trap for standard urinal with vent arm with operating and other
32 | 1895 | C.P. brass trap 40 mm dia | each |  | 300.00
32 | 1896 | 100 mm S.C.I. trap with vent heel | each |  | 320.00
32 | 1897 | 100 mm S.C.I. trap with 100 mm inlet and 100 mm outlet | each |  | 271.00
32 | 1898 | 100 mm S.C.I. trap with 100 mm inlet and 75 mm outlet | each |  | 218.00
32 | 1900 | S.W. gully trap P type 100x100 mm | each |  | 100.00
32 | 1902 | S.W. gully trap P type 150x100 mm | each |  | 130.00
32 | 1904 | S.W. gully trap P type 180x150 mm | each |  | 225.00
32 | 1913 | Vitreous china lipped front urinal | each |  | 460.00
32 | 1915 | Vitreous china squatting plate urinal | each |  | 1053.00
32 | 1922 | H.P. or L.P. ball valve with polythene floats: 15 mm dia | each |  | 210.00
32 | 1923 | H.P. or L.P. ball valve with polythene floats: 20 mm dia | each |  | 235.00
32 | 1924 | H.P. or L.P. ball valve with polythene floats: 25 mm dia | each |  | 230.00
32 | 1926 | 20 mm dia Gunmetal gate valve with wheel | each |  | 325.00
32 | 1927 | Brass full way valve with C.I. wheel (screwed end) 25 mm dia | each |  | 350.00
32 | 1928 | Brass full way valve with C.I. wheel (screwed end) 32 mm dia | each |  | 410.00
32 | 1929 | Brass full way valve with C.I. wheel (screwed end) 40 mm dia | each |  | 480.00
32 | 1930 | Brass full way valve with C.I. wheel (screwed end) 50 mm dia | each |  | 620.00
32 | 1931 | Brass full way valve with C.I. wheel (screwed end) 65 mm dia | each |  | 1080.00
32 | 1932 | Brass full way valve with C.I. wheel (screwed end) 80 mm dia | each |  | 1620.00
32 | 1933 | Gunmetal non-return valve-horizontal (screwed end) 25 mm dia | each |  | 330.00
32 | 1934 | Gunmetal non-return valve-horizontal (screwed end) 32 mm dia | each |  | 450.00
32 | 1935 | Gunmetal non-return valve-horizontal (screwed end) 40 mm dia | each |  | 560.00
33 |  | No.
33 | 1936 | Gunmetal non-return valve-horizontal (screwed end) 50 mm dia | each |  | 820.00
33 | 1937 | Gunmetal non-return valve-horizontal (screwed end) 65 mm dia | each |  | 1490.00
33 | 1938 | Gunmetal non-return valve-horizontal (screwed end) 80 mm dia | each |  | 2120.00
33 | 1940 | C.I. sluice valve (with caps) class I: 100 mm dia | each |  | 2410.00
33 | 1941 | C.I. sluice valve (with caps) class I : 125 mm dia | each |  | 2600.00
33 | 1942 | C.I. sluice valve (with caps) class I: 150 mm dia | each |  | 3600.00
33 | 1943 | C.I. sluice valve (with caps) class I : 200 mm dia | each |  | 7500.00
33 | 1944 | C.I. sluice valve (with caps) class I : 250 mm dia | each |  | 10980.00
33 | 1945 | C.I. sluice valve (with caps) class I: 300 mm dia | each |  | 15500.00
33 | 1947 | Vitreous china flat back wash basin 630x450 mm | each |  | 725.00
33 | 1949 | Vitreous china angle back wash basin 600x480 mm | each |  | 725.00
33 | 1950 | Vitreous china angle back wash basin 400x400 mm | each |  | 425.00
33 | 1951 | C.P. brass waste 32 mm | each |  | 80.00
33 | 1952 | C.P. brass waste 40 mm | each |  | 95.00
33 | 1953 | Vitreous china Indian type W.C. pan of size 580 mm | each |  | 450.00
33 | 1954 | Vitreous china orrisa type W.C. pan of size 580 mm | each |  | 1200.00
33 | 1955 | Vitreous china pedestal type water closet | each |  | 1000.00
33 | 1956 | Bolts and nuts 16 mm dia 60 mm long | each |  | 11.00
33 | 1957 | Bolts and nuts 16 mm dia 65 mm long | each |  | 12.00
33 | 1958 | Bolts and nuts 20 mm dia 65 mm long | each |  | 15.00
33 | 1959 | Bolts and nuts 20 mm dia 70 mm long | each |  | 17.00
33 | 1960 | Bolts and nuts 20 mm dia 75 mm long | each |  | 16.00
33 | 1961 | Bolts and nuts 20 mm dia 80 mm long | each |  | 18.00
33 | 1962 | Bolts and nuts 24 mm dia 85 mm long | each |  | 28.00
33 | 1963 | Bolts and nuts 24 mm dia 90 mm long | each |  | 32.00
33 | 1964 | Bolts and nuts 27 mm dia 100 mm long | each |  | 38.00
33 | 1965 | White vitreous china dual purpose closet (Anglo Indian W.C.) suitable for use as squatting pan or European type water closet as per
33 | 1966 | Floor mounted white vitrous china double trap syphonic WC with
33 | 1970 | Vitreous china foot rests 250x125x25 mm | pair |  | 100.00
33 | 1980 | Fly ash | cum |  | 10.00
33 | 1984 | Common burnt clay F.P.S. bricks tile class designation 10 | 1000 Nos |  | 4500.00
33 | 1986 | Common burnt clay modular bricks class designation 12.5 | 1000 Nos |  | 5000.00
33 | 2200 | Carriage of Steam coal | tonne |  | 120.00
33 | 2201 | Carriage of Bricks | 1000 Nos |  | 276.72
33 | 2202 | Carriage of Stone aggregate below 40 mm nominal size | cum |  | 103.77
33 | 2203 | Carriage of Coarse sand | cum |  | 103.77
33 | 2204 | Carriage of Timber | cum |  | 118.59
33 | 2205 | Carriage of Steel | tonne |  | 92.24
33 | 2206 | Carriage of Stone aggregate 40 mm nominal size and above | cum |  | 112.79
33 | 2207 | Carriage of Brick tiles | 1000 Nos |  | 166.03
33 | 2208 | Carriage of Lime | cum |  | 103.77
33 | 2209 | Carriage of Cement | tonne |  | 92.24
33 | 2211 | Carriage of Tar / Bitumen | tonne |  | 103.77
33 | 2215 | Carriage of Soling stone & masonry stone | cum |  | 122.08
33 | 2216 | Carriage of Stone blocks white & red sand stone & kota stone slab | tonne |  | 92.24
33 | 2224 | Carriage of S.W. pipes 100 mm dia | 100 metre |  | 138.36
34 |  | No.
34 | 2225 | Carriage of S.W. pipes 150 mm dia | 100 metre |  | 276.72
34 | 2226 | Carriage of S.W. pipes 200 mm dia | 100 metre |  | 461.19
34 | 2228 | Carriage of S.W. pipes 250 mm dia | 100 metre |  | 790.62
34 | 2229 | Carriage of S.W. pipes 300 mm dia | 100 metre |  | 988.27
34 | 2241 | Carriage of Good earth | cum |  | 129.71
34 | 2242 | Carriage of Dump manure by mechanical transport upto 5 km lead | cum |  | 112.79
34 | 2260 | Carriage of Brick aggregate | cum |  | 112.79
34 | 2261 | Carriage of Fine sand (1 Part badarpur sand : 2 parts jamuna sand) | cum |  | 103.77
34 | 2262 | Carriage of Flyash | cum |  | 103.77
34 | 2264 | Carriage of Rubbish | cum |  | 103.77
34 | 2265 | Carriage of Moorum | cum |  | 103.77
34 | 2266 | Carriage of Surkhi | cum |  | 103.77
34 | 2267 | Carriage of Stone dust | cum |  | 103.77
34 | 2268 | Carriage of Marble dust and/or marble chips | cum |  | 103.77
34 | 2271 | Carriage of G.I. pipes below 100 mm dia | tonne |  | 92.24
34 | 2272 | Carriage of Stainless Steel pipes below 100 mm dia | tonne |  | 92.24
34 | 2273 | Carriage of A.C.sheet and accessories | tonne |  | 92.24
34 | 2275 | Carriage of R.C.C. pipes 100 mm dia | 100 metre |  | 226.82
34 | 2281 | Carriage of R.C.C. pipes 150 mm dia | 100 metre |  | 378.03
34 | 2287 | Carriage of R.C.C. pipes 250 mm dia | 100 metre |  | 873.84
34 | 2290 | Carriage of R.C.C. pipes 300 mm dia | 100 metre |  | 1080.08
34 | 2299 | Carriage of R.C.C. pipes 450 & 500 mm dia | 100 metre |  | 2520.19
34 | 2302 | Carriage of G.I. sheet and accessories | tonne |  | 92.24
34 | 2303 | Carriage of R.C.C. pipes 600,700,750 & 800 mm dia | 100 metre |  | 3780.28
34 | 2308 | Carriage of Plaster of paris | tonne |  | 92.24
34 | 2309 | Carriage of Cast Iron fittings | tonne |  | 92.24
34 | 2311 | Carriage of Red bajri | cum |  | 103.77
34 | 2314 | Carriage of Barbed wire | tonne |  | 92.24
34 | 2317 | Carriage of Sludge | cum |  | 112.79
34 | 2319 | Carriage of Spun iron S & S pipes 100 mm dia | 100 metre |  | 226.82
34 | 2320 | Carriage of Spun iron S & S pipes 125 mm dia | 100 metre |  | 302.97
34 | 2321 | Carriage of Spun iron S & S pipes 150 mm dia | 100 metre |  | 378.03
34 | 2322 | Carriage of Spun iron S & S pipes 200 mm dia | 100 metre |  | 614.93
34 | 2323 | Carriage of Spun iron S & S pipes 250 mm dia | 100 metre |  | 873.84
34 | 2324 | Carriage of Spun iron S & S pipes 300 mm dia | 100 metre |  | 1080.08
34 | 2325 | Carriage of Spun iron S & S pipes 350 mm dia | 100 metre |  | 1512.11
34 | 2326 | Carriage of Spun iron S & S pipes 400 mm dia | 100 metre |  | 2061.97
34 | 2327 | Carriage of Spun iron S & S pipes 450 mm dia | 100 metre |  | 2520.19
34 | 2328 | Carriage of Spun iron S & S pipes 500 mm dia | 100 metre |  | 2520.19
34 | 2329 | Carriage of Spun iron S & S pipes 600mm dia | 100 metre |  | 3780.28
34 | 2330 | Carriage of C.I. pipes 500 mm dia | 100 metre |  | 2520.19
34 | 2331 | Carriage of R.C.C. pipes 900 mm dia | 100 metre |  | 5670.42
34 | 2332 | Carriage of R.C.C. pipes 1000 mm dia | 100 metre |  | 7560.57
34 | 2333 | Carriage of R.C.C. pipes 1100 mm dia | 100 metre |  | 7560.57
34 | 2334 | Carriage of R.C.C. pipes 1200 mm dia | 100 metre |  | 7560.57
34 | 2335 | Carriage of sand | cum |  | 103.77
34 | 2336 | Carriage of R.C.C. pipe above 1200 mm dia and upto 1800 mm dia | 100 metre |  | 7560.57
34 | 2341 | Carriage of Pig lead | tonne |  | 92.24
35 |  | No.
35 | 2342 | Carriage of Solvent / Diesel. | quintal |  | 10.38
35 | 2343 | Carriage of Ductile Iron pipes (k7) 100 mm dia | 100 metre |  | 226.82
35 | 2344 | Carriage of Cast iron pipes 150 mm dia | 100 metre |  | 378.03
35 | 2345 | Carriage of Cast iron pipes 200 mm dia | 100 metre |  | 614.93
35 | 2346 | Carriage of Cast iron pipes 250 mm dia | 100 metre |  | 873.84
35 | 2347 | Carriage of Cast iron pipes 300 mm dia | 100 metre |  | 1080.08
35 | 2348 | Carriage of Cast iron pipes 350 mm dia | 100 metre |  | 1512.11
35 | 2349 | Carriage of Cast iron pipes 400 mm dia | 100 metre |  | 2061.97
35 | 2350 | Carriage of Cast iron pipes 450 mm dia | 100 metre |  | 2520.19
35 | 2351 | Carriage of Cast iron pipes 500 mm dia | 100 metre |  | 2520.19
35 | 2352 | Carriage of Cast iron pipes 600 mm dia | 100 metre |  | 3780.28
35 | 2353 | Carriage of Cast iron pipes 700 mm dia | 100 metre |  | 3780.28
35 | 2355 | Carriage of Cast iron pipes 800 mm dia | 100 metre |  | 3780.28
35 | 2356 | Carriage of Cast iron pipes 900 mm dia | 100 metre |  | 5670.42
35 | 2357 | Carriage of Cast iron pipes 1000 mm dia | 100 metre |  | 7560.57
35 | 2358 | Carriage of Bamboo Mat corrugated sheets and accessories | tonne |  | 11500.00
35 | 2391 | Strips-Aluminium fluted 3.15 mm thick and 150 mm wide | metre |  | 278.00
35 | 2392 | Strips Aluminium fluted 3.15 mm thick and 200 mm wide | metre |  | 370.00
35 | 2393 | 1 mm thick Stainless Steel Cover plate grade 304 | kg |  | 275.00
35 | 2394 | Coupler 16 mm dia | each |  | 30.00
35 | 2395 | Coupler 20 mm dia | each |  | 39.00
35 | 2396 | Coupler 25 mm dia | each |  | 69.50
35 | 2397 | Coupler 28 mm dia | each |  | 80.00
35 | 2398 | Coupler 32 mm dia | each |  | 110.00
35 | 2399 | Complete Roof Joint of 100 mm | metre |  | 2800.00
35 | 2400 | Complete Roof Joint of 150 mm | metre |  | 3200.00
35 | 2401 | Complete Roof Joint of 200 mm | metre |  | 4000.00
35 | 2402 | Epoxy adhesive | kg |  | 150.00
35 | 2403 | Floor Joint of 100 mm | metre |  | 3100.00
35 | 2404 | Floor Joint of 150 mm | metre |  | 4000.00
35 | 2405 | Floor Joint of 200 mm | metre |  | 5400.00
35 | 2406 | Float glass panes of nominal thickness 4 mm (weight not less than
35 | 2407 | Float glass panes of nominal thickness 5 mm (weight not less than
35 | 2408 | Float glass panes of nominal thickness 8 mm (weight not less than
35 | 2409 | Wall Joint of 100 mm | metre |  | 2400.00
35 | 2410 | Wall Joint of 150 mm | metre |  | 2800.00
35 | 2411 | Wall Joint of 200 mm | metre |  | 3400.00
35 | 2412 | Ply wood 5 ply with commercial ply on both faces 6 mm thick | sqm |  | 300.00
35 | 2413 | 12 mm commercial ply | sqm |  | 500.00
35 | 2414 | 18 mm thick block board with commercial ply veneering on both side | sqm |  | 760.00
35 | 2415 | 21mm thick clear toughened Laminated glass for fins with holes | sqm |  | 6000.00
35 | 2447 | Hollock ballies 125 mm diameter | metre |  | 35.00
35 | 2449 | Oxidised mild steel pull bolt lock (locking bolt) of size 85 mm x
35 | 2451 | Brass cupboard lock 6 levers of approved quality, 40 mm size | each |  | 55.00
35 | 2452 | Brass cupboard lock 6 levers of approved quality, 50 mm size | each |  | 85.00
36 |  | No.
36 | 2453 | Brass cupboard lock 6 levers of approved quality, 65 mm size | each |  | 90.00
36 | 2454 | Brass cupboard lock 6 levers of approved quality, 75 mm size | each |  | 105.00
36 | 2455 | Brass hanging type door stopper 150 mm | each |  | 75.00
36 | 2456 | Hydraulic door closer bottle type M.S. body with necessary accessories
36 | 2459 | Anodised Aluminium hanging type door stopper | each |  | 19.00
36 | 2464 | Anodised Aluminium pull bolt lock (locking bolt) of size 85 mm x
36 | 2465 | Anodised Aluminium Casement stay 250 mm | each |  | 32.00
36 | 2466 | Hollock wood in scantling | 10 cudm |  | 350.00
36 | 2467 | Chromium plated Brass pull bolt lock (locking bolt) of size 85 mm x
36 | 2468 | Nickled Chromium Brass cupboard lock 40 mm size | each |  | 60.00
36 | 2469 | Nickled Chromium Brass cupboard lock 50 mm size | each |  | 70.00
36 | 2470 | Nickled Chromium Brass cupboard lock 65 mm size | each |  | 95.00
36 | 2471 | Nickled Chromium Brass cupboard lock 75 mm size | each |  | 120.00
36 | 2480 | Ply wood 5 ply with teak ply on both faces 9 mm thick | sqm |  | 850.00
36 | 2481 | Ply wood 5 ply with teak ply on one face and commercial ply on
36 | 2483 | Ply wood 7 ply with teak ply on one face and commercial ply on another
36 | 2484 | Pre-laminated with decorative lamination on both side exterior
36 | 2485 | Pre-laminated with decorative lamination on both side exterior
36 | 2486 | Pre-laminated with decorative lamination one side and other side balancing lamination exterior Grade-I MDF Board 25 mm thick
36 | 2487 | Pre-laminated with decorative lamination one side and other side balancing lamination exterior Grade-I MDF Board 12 mm thick
36 | 2488 | Pre-laminated with decorative lamination one side and other side balancing lamination exterior Grade-I MDF Board 18 mm thick
36 | 2489 | PVC edge bending tape 2.00 mm thick | metre |  | 20.00
36 | 2491 | Pre laminated both side solid foam uPVC profile (45x20mm) | metre |  | 130.00
36 | 2492 | Solid foam uPVC | sheet 20mm thick pre laminated on both side |  | sqm | 2090.00
36 | 2493 | PVC edge beading | metre |  | 31.00
36 | 2494 | Expandable fastner with plastic sleeve | each |  | 5.00
36 | 2500 | Extra for selected planks of second class deodar wood | 10 cudm |  | 110.00
36 | 2504 | Kiln seasoning of timber | cum |  | 750.00
36 | 2505 | Hollock wood in planks | 10 cudm |  | 390.00
36 | 2506 | Carben Steel galvanised (min 5 micron) dash fastner (min 5 micron) of 10 mm dia double threaded 6.8 grade counter sunk head screw comprising of 10 mm dia polyamide PA 6 grade sleave. Size 10mm x
36 | 2507 | Carben Steel galvanised (min 5 micron) dash fastner (min 5 micron) of 10 mm dia double threaded 6.8 grade counter sunk head screw comprising of 10 mm dia polyamide PA 6 grade sleave. Size 10mm x
37 |  | No.
37 | 2508 | Carben Steel galvanised (min 5 micron) dash fastner (min 5 micron) of 10 mm dia double threaded 6.8 grade counter sunk head screw comprising of 10 mm dia polyamide PA 6 grade sleave. Size 10 mm
37 | 2509 | Carben Steel galvanised (min 5 micron) dash fastner (min 5 micron) of 10 mm dia double threaded 6.8 grade counter sunk head screw comprising of 10 mm dia polyamide PA 6 grade sleave. Size 10mm x
37 | 2510 | Carben Steel galvanised (min 5 micron) dash fastner (min 5 micron) of 10 mm dia double threaded 6.8 grade counter sunk head screw comprising of 10 mm dia polyamide PA 6 grade sleave. Size 10mm x
37 | 2602 | Common burnt clay F.P.S. (non modular) bricks class designation 7.5 | 1000 Nos |  | 4500.00
37 | 2603 | Common burnt clay F.P.S. (non modular) bricks class designation 5.0 | 1000 Nos |  | 4000.00
37 | 2604 | Weather/structural non sag elastomeric PU sealant (600ml Sausage) for joints in RCC/ Brick/ Stone/ wood/ Ceramic/ Gypsum/ Alluminium work complying to ASTM C920, DIN 18540-F & ISO 11600 incl all
37 | 2605 | Structural sealant - 6 mm x 12 mm | metre |  | 30.00
37 | 2606 | Spacer tape 6.4 mm thick x 6 mm wide | metre |  | 20.00
37 | 2607 | Weather Sealant - Non Staining (600 ml) | each |  | 325.00
37 | 2608 | Weather Sealant - Normal (300 ml) | each |  | 98.00
37 | 2609 | MS Brackets/Aluminium Alloy Brackets | kg |  | 100.00
37 | 2610 | Silicon Gasket in Kg (Above 50 g / m) | kg |  | 465.00
37 | 2611 | EPDM Gasket in Kg (Above 60 g / m) | kg |  | 150.00
37 | 2612 | Anchor Fastner - M10 | each |  | 10.00
37 | 2614 | SS Screws of sizes for structural glazing / ACP Cladding | each |  | 3.00
37 | 2615 | Protective Tape | metre |  | 20.00
37 | 2616 | GI flashing - 1.2 mm Thick | kg |  | 59.00
37 | 2617 | 6 mm thick High performance glass | sqm |  | 1000.00
37 | 2618 | 6 mm thick clear heat strengthened glass | sqm |  | 650.00
37 | 2619 | 6 mm thick clear heat strengthened glass | each |  | 128.00
37 | 2620 | ARMS GS HD - Top Hung -20"- Type P- Couple | pair |  | 1350.00
37 | 2621 | Connection Block for vision glass panel | each |  | 35.00
37 | 2622 | Curtain wall striker for vision glass panel | each |  | 85.00
37 | 2623 | Adjustable Fastening Pawl for vision glass panel | each |  | 35.00
37 | 2624 | Corner drive for vision glass panel | each |  | 255.00
37 | 2625 | Top wedge Block for vision glass panel | each |  | 120.00
37 | 2626 | Glass wool of denisity @ 48 Kg / cum with black glass tissue (BGT) | sqm |  | 250.00
37 | 2627 | SS Screws - # 8 x 19 | each |  | 6.00
37 | 2628 | Weather Sealant - DC 789 | cartridge |  | 120.00
37 | 2629 | Cement Board | sqm |  | 235.00
37 | 2630 | Baker rod | metre |  | 5.00
37 | 2631 | 4 mm thick ACP | sqm |  | 1100.00
37 | 2632 | Fire Stop | metre |  | 480.00
37 | 2634 | GI/Aluminium Sheet (0.8 mm thick) | kg |  | 55.00
38 |  | No.
38 | 2637 | Vapour barrier | sqm |  | 175.00
38 | 2640 | Glass panes of required thickness having 120 minutes of fire resistance both integrity and radiation control (EI 120) and minimum
38 | 2641 | G.I U beading of 1.6 mm thick G.I sheet with ceramic tape. | metre |  | 245.00
38 | 2642 | Ceramic tape 5 x20 mm size | metre |  | 410.00
38 | 2704 | Aluminium Strip 40 mm wide and 2 mm thick | kg |  | 240.00
38 | 2708 | Truf Paver (500 x 500 x 40 mm) | sqm |  | 500.00
38 | 2709 | Ceremic Tiles Pieces for Crazy Flooring | quintal |  | 135.00
38 | 2710 | White marble makrana second quality plain veined stone pieces for
38 | 2711 | FS800H Grade Flooring Panel (Size 600 mm x600 mm x32 mm) | each |  | 750.00
38 | 2712 | Zinc Electroplated Pedestals - 300 mm | each |  | 140.00
38 | 2713 | Zinc Electroplated Pedestals - 450 mm | each |  | 200.00
38 | 2714 | Zinc Electroplated Tube Stinger | each |  | 66.00
38 | 2715 | Machine Screw for Fixing | each |  | 2.00
38 | 2750 | 8 mm thick granite stone tiles (mirror polished of all shades) | sqm |  | 700.00
38 | 2751 | 8 mm thick marble tiles (polished) Raj Nagar | sqm |  | 400.00
38 | 2901 | Stone Aggregate (Single size): 100 mm nominal size | cum |  | 1350.00
38 | 2902 | Stone Aggregate (Single size): 80 mm nominal size | cum |  | 1350.00
38 | 2903 | Stone chippings/ screenings 4.75 mm nominal size | cum |  | 1400.00
38 | 2904 | Stone chippings/ screenings 150 micron nominal size | cum |  | 1400.00
38 | 2908 | Over burnt (Jhama) Brick Aggregate: 120 mm to 40 mm size | cum |  | 500.00
38 | 2909 | Over burnt (Jhama) Brick Aggregate: 90 mm to 40 mm size | cum |  | 480.00
38 | 2910 | Stone chippings/ screenings 12.5/ 13.2 mm nominal size | cum |  | 1150.00
38 | 2911 | Stone chippings/ screenings 10/ 11.2 mm nominal size | cum |  | 1150.00
38 | 2914 | Solvent | kg |  | 25.00
38 | 2916 | Paving Asphalt VG 10 of approved quality | tonne |  | 24000.00
38 | 3002 | Polyvinyl chloride sheet 400 micron thick | sqm |  | 40.00
38 | 3004 | Stone ware spouts 100 mm dia 60 cm long | each |  | 40.00
38 | 3050 | Galvanised steel corrugated sheets | quintal |  | 5600.00
38 | 3080 | Gunmetal non-return valve - vertical (screwed end) 25 mm dia | each |  | 350.00
38 | 3084 | Gunmetal non-return valve - vertical (screwed end) 32 mm dia | each |  | 500.00
38 | 3088 | Gunmetal non-return valve - vertical (screwed end) 40 mm dia | each |  | 700.00
38 | 3092 | Gunmetal non-return valve - vertical (screwed end) 50 mm dia | each |  | 900.00
38 | 3096 | Gunmetal non-return valve - vertical (screwed end) 65 mm dia | each |  | 1500.00
38 | 3213 | Vitreous china Surgeon type wash basin of size 660x460 mm | each |  | 1000.00
38 | 3228 | 600x120 mm glass shelf with anodised aluminium angle frame,
38 | 3229 | Vitreous china flat back wash basin 550x400 mm | each |  | 545.00
38 | 3300 | Gunmetal non-return valve - vertical (screwed end) 80 mm dia | each |  | 2500.00
38 | 3311 | C.I. sluice valve (with caps) class II : 100 mm dia | each |  | 2700.00
38 | 3314 | C.I. sluice valve (with caps) class II : 125 mm dia | each |  | 3200.00
38 | 3317 | C.I. sluice valve (with caps) class II : 150 mm dia | each |  | 4000.00
38 | 3320 | C.I. sluice valve (with caps) class II : 200 mm dia | each |  | 8900.00
38 | 3321 | C.I. sluice valve (with caps) class II : 250 mm dia | each |  | 14500.00
38 | 3326 | C.I. sluice valve (with caps) class II : 300 mm dia | each |  | 18200.00
38 | 3327 | 15 mm Battery Based Sensor Pillar Cock | each |  | 5800.00
39 |  | No.
39 | 3617 | C.P. Brass union 40mm dia | each |  | 200.00
39 | 3620 | C.C.I. (spun) socketed soil, waste and vent pipe 1.80 metres long:
39 | 3621 | C.C.I. (spun) socketed soil, waste and vent pipe 1.80 metres long:
39 | 3624 | S.C.I. S&S bends with access door 100 mm dia | each |  | 300.00
39 | 3625 | S.C.I. S&S bends with access door 75 mm dia | each |  | 250.00
39 | 3628 | S.C.I. S&S bend 100 mm dia | each |  | 265.00
39 | 3629 | S.C.I. S&S bend 75 mm dia | each |  | 195.00
39 | 3634 | S.C.I. S&S heel rest sanitary bend 100 mm dia | each |  | 296.00
39 | 3635 | S.C.I. S&S heel rest sanitary bend 75 mm dia | each |  | 250.00
39 | 3640 | S.C.I. S&S single equal junctions 100x100x100 mm | each |  | 472.00
39 | 3641 | S.C.I. S&S single equal junctions 75x75x75 mm | each |  | 330.00
39 | 3644 | S.C.I. S&S single equal junctions with access door 100x100x 100 mm | each |  | 495.00
39 | 3645 | S.C.I. S&S single equal junctions with access door 75x75x75 mm | each |  | 373.00
39 | 3650 | S.C.I. S&S double equal junctions 100x100x100x100 mm | each |  | 620.00
39 | 3651 | S.C.I. S&S double equal junctions 75x75x75x75 mm | each |  | 462.00
39 | 3654 | S.C.I. S&S double equal junctions with access door 100x100x100x
39 | 3655 | S.C.I. S&S double equal junctions with access door 75x75x75x75 | mm |  | each | 480.00
39 | 3660 | S.C.I. S&S single unequal junctions 100x100x75 mm | each |  | 570.00
39 | 3664 | S.C.I. S&S single unequal junctions with access door 100x100x75 | mm |  | each | 640.00
39 | 3670 | S.C.I. S&S double unequal junctions 100x100x75x75 mm | each |  | 800.00
39 | 3674 | S.C.I. S&S double unequal junctions with access door 100x100x75x
39 | 3681 | S.C.I. S&S single equal invert branch of required degree 100x100x
39 | 3682 | S.C.I. S&S single equal invert branch of required degree 75x75x 75 mm dia | each |  | 323.00
39 | 3685 | S.C.I. S&S double equal invert branch of required degree 100x100x
39 | 3686 | S.C.I. S&S double equal invert branch of required degree 75x75x75x
39 | 3690 | S.C.I. S&S single unequal invert branch of required degree 100x100x
39 | 3695 | S.C.I. S&S double unequal invert branch of required degree 100x100x
39 | 3699 | S.C.I. S&S, 75 mm offset for 75 mm dia pipe | each |  | 225.00
39 | 3707 | S.C.I. S&S, 150 mm offset for 75 mm dia pipe | each |  | 285.00
39 | 3708 | S.C.I. S&S, 150 mm offset for 100 mm dia pipe | each |  | 390.00
39 | 3712 | S.C.I. S&S, 114 mm offset for 75 mm dia pipe | each |  | 300.00
39 | 3713 | S.C.I. S&S, 114 mm offset for 100 mm dia pipe | each |  | 383.00
39 | 3716 | S.C.I. S&S, 152 mm offset for 75 mm dia pipe | each |  | 358.00
39 | 3717 | S.C.I. S&S, 152 mm offset for 100 mm dia pipe | each |  | 455.00
39 | 3728 | S.C.I. S&S door pieces 100 mm dia | each |  | 400.00
39 | 3729 | S.C.I. S&S door pieces 75 mm dia | each |  | 295.00
39 | 3733 | S.C.I. S&S, Slotted Cowl (Terminal Guard) 100 mm | each |  | 264.00
39 | 3734 | S.C.I. S&S, Slotted Cowl (Terminal Guard) 75 mm | each |  | 210.00
39 | 3738 | S.C.I. S&S, collars 100 mm | each |  | 279.00
39 | 3739 | S.C.I. S&S, collars 75 mm | each |  | 170.00
39 | 3746 | S.C.I. S&S, 75 mm offset for 75 mm dia pipe | each |  | 218.00
40 |  | No.
40 | 3747 | S.C.I. S&S, 75 mm offset for 100 mm dia pipe | each |  | 363.00
40 | 3749 | Vitreous china toilet paper holder of standard size | each |  | 100.00
40 | 3860 | 560 mm dia cover with frame (Heavy duty) | each |  | 9000.00
40 | 3861 | 560 mm dia cover without frame (Heavy duty) | each |  | 5000.00
40 | 3991 | Galvanized iron (1.6 ± 0.2 mm) thick reinforcement for small series casement window/door frame, sash, mullion & small series sliding
40 | 3992 | Galvanized iron (1.6 ± 0.2 mm) thick reinforcement for big series casement window/door frame, sash, mullion, big & small series
40 | 3995 | G.I fasteners 100 x 8 mm | each |  | 14.00
40 | 4001 | Stainless steel (Grade-304)hollow section round/square tubes | kg |  | 220.00
40 | 4002 | Stainless steel bolts/square bar and plates | kg |  | 115.00
40 | 4006 | Pressed steel door frames (mild steel sheet 1.60 mm) Profile "B" | metre |  | 190.00
40 | 4007 | Pressed steel door frames (mild steel sheet 1.60 mm) Profile "C" | metre |  | 210.00
40 | 4008 | Pressed steel door frames (mild steel sheet 1.60 mm) Profile "E" | metre |  | 240.00
40 | 4009 | Mild steel tubes hot finished welded type | kg |  | 57.00
40 | 4010 | Mild steel tubes hot finished seamless type | kg |  | 67.00
40 | 4011 | Mild steel tubes electric resistant or induction butt welded | kg |  | 47.00
40 | 4012 | Circular C.I. Box for ceiling fan internal dia 140 mm, 73 mm height,
40 | 4013 | Pulley 40 mm dia | each |  | 30.00
40 | 4201 | Aluminium primer | litre |  | 110.00
40 | 4202 | Red oxide Zinc chromate primer | litre |  | 110.00
40 | 4203 | Copper acetate | kg |  | 285.00
40 | 4204 | Hydrochloric acid | kg |  | 33.00
40 | 4205 | Copper chloride | kg |  | 270.00
40 | 4206 | Copper nitrate | kg |  | 210.00
40 | 4207 | Ammonium chloride | kg |  | 20.00
40 | 5001 | Mobil oil | litre |  | 315.00
40 | 5050 | SS pipe 304 grades with press fit technology as per JIS 3448 S tandard
40 | 5743 | Coloured inter locking C.C. paver Block | sqm |  | 480.00
40 | 6001 | White marble slab Makrana second quality plain veined 18 mm thick | sqm |  | 1430.00
40 | 6007 | Pink marble slab plain 18 mm thick | sqm |  | 645.00
40 | 6010 | Udaypur green marble slab plain 18 mm thick | sqm |  | 620.00
40 | 6019 | Black Zebra marble slab plain 18 mm thick | sqm |  | 900.00
40 | 6501 | Sand zone V (Jamuna) | cum |  | 1225.00
40 | 7001 | Brass 100mm mortice latch and lock with 6 levers without pair of handles | each |  | 210.00
40 | 7003 | Pair of Anodised Aluminium lever handles for 100 mm mortice latch
40 | 7004 | Vitreous china flat back wash basin 450x300 mm | each |  | 310.00
40 | 7005 | Vitreous china 10 litres low level cistern without fittings | each |  | 715.00
40 | 7006 | Vitreous china 10 litres low level cistern with fittings | each |  | 1240.00
40 | 7008 | F.P.S. (non modular) clay fly ash bricks class designation 7.5 | 1000 Nos |  | 4800.00
40 | 7009 | 12.5 mm thick tapered edge plain Gypsum plaster borad Confirming to
41 |  | No.
41 | 7010 | Galvanised Steel ceiling section (size 80x26x0.50 mm) | metre |  | 46.00
41 | 7011 | Galvanised Steel perimetre Channel (Size 20x27x30x0.50 mm) | metre |  | 22.00
41 | 7012 | Galvanised Steel intermediate Channel (Size 15x45x15x0.90 mm) | metre |  | 38.00
41 | 7013 | Galvanised Steel angle hanger (Celling angle) (Size 25x10x0.50 mm) | metre |  | 12.00
41 | 7014 | Galvanised Steel connecting clips (2.64 mm dia and 230 mm long
41 | 7015 | Galvanised Steel soffit cleat (Size 27x37x25x0.60 mm) | each |  | 3.00
41 | 7016 | Joint filler | kg |  | 26.00
41 | 7017 | Joint finisher | kg |  | 23.00
41 | 7018 | Joint tape roll | roll |  | 100.00
41 | 7019 | Dash fastener / Chemical fastener | each |  | 14.00
41 | 7020 | All drive screws (for gypsum board) | 100 Nos |  | 58.00
41 | 7021 | Primer (for gypsum board) | litre |  | 85.00
41 | 7022 | Chlorpyriphos 20% E.C. / Lindane 20% E.C. | litre |  | 150.00
41 | 7023 | Chromium plated brackets (curtain rods) | each |  | 7.00
41 | 7024 | Acid Proof cement | tonne |  | 7800.00
41 | 7025 | Self tapping pan head nickel coated mild steel screws of size 13 x
41 | 7026 | Fibre joint tape 50 mm wide (90 metre) roll | each roll |  | 165.00
41 | 7027 | M.S. Butt hinges 125x90x4 mm | 10 Nos |  | 105.00
41 | 7028 | 12.5 mm thick Fully Perforated gypsum board | sqm |  | 410.00
41 | 7029 | Galvanised wire mesh of average width of aperture 1.4 mm and nominal
41 | 7031 | 12.5 mm thick tapered edge moisture resistant plain Gypsum plaster
41 | 7032 | Frosted glass sheet of nominal thickness 4 mm (weighing not less than
41 | 7033 | Nickel plated M.S. pipe 25 mm dia | metre |  | 76.00
41 | 7034 | Nickel plated M.S. pipe 20 mm dia | metre |  | 72.00
41 | 7035 | Nickel plated M.S. Brackets for curtain rod 20 mm | each |  | 7.00
41 | 7036 | Nickel plated M.S - Brackets for curtain rod 25 mm | each |  | 8.00
41 | 7040 | Oxidised mild steel screws 35 mm | 100 Nos |  | 48.00
41 | 7042 | Mild steel conduit pipe (heavy type) ISI marked-20 mm dia | metre |  | 42.00
41 | 7043 | Mild steel conduit pipe (heavy type) ISI marked-25 mm dia | metre |  | 54.00
41 | 7044 | Rolling shutters of 80x0.90 mm laths | sqm |  | 1300.00
41 | 7045 | Rolling shutters of 80x1.2 mm laths | sqm |  | 1375.00
41 | 7046 | Top cover of Rolling shutters 0.90 mm thick | metre |  | 450.00
41 | 7047 | Top cover of Rolling shutters 1.20 mm thick | metre |  | 560.00
41 | 7048 | Rawl plug 50 mm (designation 10 nos) | each |  | 25.00
41 | 7049 | Teak wood lipping of size 25x3 mm in pelmets | metre |  | 14.00
41 | 7050 | PU Primer | sqm |  | 60.00
41 | 7051 | 40 mm (average) PU spray having 40-45 kg/m3 density | sqm |  | 400.00
41 | 7052 | GI wire netting 3/4" x 24 G | sqm |  | 26.00
41 | 7053 | 400 G polythene sheet | sqm |  | 14.00
41 | 7055 | Flat pressed 3 layer and graded particle board (medium density) Grade
41 | 7056 | Aluminium tee channel (heavy duty) with rollers and stop end | metre |  | 100.00
41 | 7059 | Aluminium hanging floor door stopper with twin rubber & stopper | each |  | 40.00
41 | 7060 | Hydraulic door closer tubular type Aluminium section body | each |  | 560.00
42 |  | No.
42 | 7063 | Oxidised M.S.casement stay (straight peg type) 300 mm not less than
42 | 7064 | Oxidised M.S.casement stay (straight peg type) 250 mm not less than
42 | 7065 | Oxidised M.S. casement stay (straight peg type) 200 mm not less than
42 | 7068 | Extra for providing grilled rolling shutters with 8 mm dia M.S. rod | sqm |  | 500.00
42 | 7070 | Chequered precast cement concrete tiles 22 mm thick using marble
42 | 7071 | White marble Raj Nagar plain 18 mm thick upto 0.50 sqm area | sqm |  | 600.00
42 | 7072 | Wall mounted water closet of size 780 x 370x690 mm | each |  | 6000.00
42 | 7073 | Adjustable Vitreous China Cistern with fittings of flushing capacity
42 | 7074 | White Vetrious China Waterless Urinal of size 600x330x315 mm | each |  | 9650.00
42 | 7075 | Cistern with fittings for Waterless Urinal | each |  | 2290.00
42 | 7076 | Battery based infrared sensor operated white Vitreous Urinal of aprox.
42 | 7077 | Acid and alkali resistant tiles 300x300 mm size, 10 mm thick | 10 Nos |  | 520.00
42 | 7087 | S.C.I. Tee 150 mm | each |  | 570.00
42 | 7090 | Expanded polystyrene type N- Normal 50 mm thick | sqm |  | 125.00
42 | 7091 | Expanded polystyrene type - SE 50 mm thick | sqm |  | 150.00
42 | 7095 | Stainless steel kitchen sink - with drain board 510 x 1040 mm bowl
42 | 7096 | Stainless steel kitchen sink - with drain board 510 x 1040 mm bowl
42 | 7097 | Stainless steel kitchen sink - with drain board 510 x 1040 mm bowl
42 | 7098 | Stainless steel kitchen sink - with drain board 510x1040 mm bowl
42 | 7101 | Stainless steel kitchen sink - without drain board 610x510 mm bowl
42 | 7102 | Stainless steel kitchen sink - without drain board 610x460 mm bowl
42 | 7103 | Stainless steel kitchen sink - without drain board 470x420 mm bowl
42 | 7104 | Coloured Orissa pattern W.C. pan 580x440 mm | each |  | 1830.00
42 | 7105 | Coloured Pedestal type W.C. pan 580x440 mm (European type) | each |  | 860.00
42 | 7106 | Coloured Vitreous china 10 lit. low level cistern | each |  | 1050.00
42 | 7107 | Coloured (other than black) solid P.V.C. seat in European W.C. pan | each |  | 390.00
42 | 7112 | Circular shape 450 mm dia Mirror with Plastic moulded frame | each |  | 430.00
42 | 7113 | Rectangular shape 453x357 mm Mirror with Plastic moulded frame | each |  | 290.00
42 | 7114 | Oval shape 450x350 mm (outer dimensions) Mirror with Plastic
42 | 7115 | Rectangular shape 1500x450 mm Mirror with Plastic moulded frame | each |  | 670.00
42 | 7116 | Hard board 6 mm thick | sqm |  | 115.00
42 | 7117 | Semi Rigid PVC waste pipe for sink and wash basin 32 mm dia with
42 | 7118 | Semi Rigid PVC waste pipe for sink and wash basin 40 mm dia with
42 | 7119 | Flexible (coil shaped) PVC waste pipe for sink and wash basin 32mm dia
42 | 7120 | Flexible (coil shaped) PVC waste pipe for sink and wash basin 40
43 |  | No.
43 | 7121 | Bottle Trap | each |  | 620.00
43 | 7122 | CP Brass Single lever telephonic wall mixer of approved make | each |  | 4500.00
43 | 7123 | Coloured High density polyethylene / poly propylene 10 lit. (full flush)
43 | 7126 | White Vitreous china 10 litre (full flush) capacity controlled low level
43 | 7127 | Coloured Vitreous china 10 litre (full flush) capacity controlled low level
43 | 7128 | S.W. intercepting trap 100 mm dia | each |  | 185.00
43 | 7129 | S.W. intercepting trap 150 mm dia | each |  | 240.00
43 | 7130 | Rectangular shape 600x450 mm precast R.C.C. manhole cover with
43 | 7131 | Square shape 450x450 mm precast R.C.C. manhole cover with frame -
43 | 7132 | Circular shape 450 mm dia precast R.C.C. manhole cover with frame -
43 | 7133 | Rectangular shape 500x500 mm precast R.C.C. manhole cover with
43 | 7134 | Circular shape 500 mm dia precast R.C.C. manhole cover with frame-
43 | 7135 | Circular shape 560 mm dia precast R.C.C. manhole cover with frame -
43 | 7136 | Circular shape 560 mm dia precast R.C.C. manhole cover with frame -
43 | 7137 | Factory made 35 mm thick shutters with laminated veneer lumber styles & rails as per TADS 15:1995 and panels of 12 mm thick plain type-I, medium density flat pressed three layer , graded particle board (FPT-I) as per IS:3087 bonded with BWP type synthetic resin adhesive,
43 | 7139 | Factory made 35 mm thick shutters with laminated veneer lumber styles & rails as per TADS 15:1995 and panels of 12 mm thick both sides prelaminated type-I, medium density flat pressed three layer , graded particle board (FPT-I) as per IS:3087 bonded with BWP type
43 | 7143 | Factory made 35 mm thick shutters with laminated veneer lumber styles & rails as per TADS 15:1995 and panels of 12 mm thick one side prelaminated type-I, and other side balancing lamination, medium density flat pressed three layer, graded particle board (FPT- I) as per IS:3087 bonded with BWP type synthetic resin adhesive, as
43 | 7151 | Factory made 30 mm thick shutters with laminated veneer lumber styles & rails as per TADS 15:1995 and panels of sheet glass using
43 | 7154 | Factory made 35 mm thick shutters with laminated veneer lumber styles & rails as per TADS 15:1995 and panels of galvanised wire gauge with average width of aperture 1.4 mm in both directions with
43 | 7155 | Factory made 30 mm thick shutters with laminated veneer lumber styles & rails as per TADS 15:1995 and panels of galvanised wire gauge with average width of aperture 1.4 mm in both directions with
43 | 7157 | Laminated veneer lumber confirming to TADS 15:1995 manufactured
44 |  | No.
44 | 7178 | Chemical ASTMC-type I | kg |  | 105.00
44 | 7181 | C.I. pile shoe | kg |  | 48.00
44 | 7182 | M.S. clamps for pile shoe of 35 kg | per pile |  | kg | 43.00
44 | 7183 | Bentonite of 35 kg per pile | tonne |  | 2960.00
44 | 7184 | Oxidised M.S. safety chain (weighing not less than 450 gms) for door | each |  | 57.00
44 | 7187 | C.I. grating 150 mm dia, weighing not less than 440 gm | each |  | 27.00
44 | 7188 | U-PVC pipes (working pressure 4 kg / cm²) Single socketed pipe
44 | 7189 | U-PVC pipes (working pressure 4 kg / cm²) Single socketed pipe
44 | 7190 | U-PVC pipes (working pressure 4 kg / cm²) Rubber (Seal) Ring
44 | 7191 | U-PVC pipes (working pressure 4 kg / cm²) Rubber (Seal) Ring
44 | 7192 | uPVC coupler for UPVC drainage pipes 75 mm | each |  | 18.00
44 | 7193 | uPVC coupler for UPVC drainage pipes 110 mm | each |  | 39.00
44 | 7194 | uPVC pushfit coupler (single) 75 mm thick | each |  | 18.00
44 | 7195 | uPVC pushfit coupler (single) 110 mm thick | each |  | 32.00
44 | 7196 | uPVC single equal Tee (without door) 75x75x75 mm | each |  | 46.00
44 | 7197 | uPVC single equal Tee (without door) 110x110x110 mm | each |  | 81.00
44 | 7198 | uPVC single equal Tee (with door) 75x75x75 mm | each |  | 59.00
44 | 7199 | uPVC single equal Tee (with door) 110x110x110 mm | each |  | 92.00
44 | 7208 | UPVC bend 87.5° 75 mm bend | each |  | 35.00
44 | 7209 | UPVC bend 87.5° 110 mm bend | each |  | 59.00
44 | 7212 | UPVC plain shoe 75 mm bend | each |  | 27.00
44 | 7213 | UPVC plain shoe 110 mm bend | each |  | 47.00
44 | 7214 | UPVC pipe clip 75 mm bend | each |  | 15.00
44 | 7215 | UPVC pipe clip 110 mm bend | each |  | 14.00
44 | 7231 | Resin Bonded Glass wool 16 kg/m³ : 50 mm thick | sqm |  | 100.00
44 | 7232 | Resin Bonded Glass wool 24 kg/m³ : 50 mm thick | sqm |  | 143.00
44 | 7233 | Fibre glass tissue reinforcement Type II Grade i | sqm |  | 82.00
44 | 7236 | Precast chequered cement tiles 22 mm thick Dark shade using ordinary
44 | 7237 | Precast chequered cement tiles 22 mm thick medium shade using
44 | 7238 | High Albedo paint | kg |  | 230.00
44 | 7239 | Epoxy paint | litre |  | 230.00
44 | 7240 | Fire retardant paint | litre |  | 260.00
44 | 7241 | Melamine polish | litre |  | 280.00
44 | 7244 | Table rubbed polished stone 18 mm thick (75x50cm) Agaria Marble
44 | 7245 | Table rubbed polished stone 18mm thick (75x50cm) Granite stone- (Part-IV) including installation of loading platform and preparation of pile head or construction of test cap and dismantling of test cap after test etc. complete as per specification and up to 50 tonne capacity (Part-IV) including installation of loading platform and preparation of pile head or construction of test cap and dismantling of test cap after test etc. complete as per specification & above 50 tonne and up to
45 |  | No.
45 |  | (Part-IV) including installation of loading platform and preparation of
45 |  | pile head or construction of test cap and dismantling of test cap after
45 |  | test etc. complete as per specification & group of two or more up to
45 | 7249 | Cyclic vertical load testing of piles in accordance with IS : 291 1 (Part- IV) including preparation of pile head etc. for Single pile up to 50
45 | 7250 | Cyclic vertical load testing of piles in accordance with IS : 291 1 (Part- IV) including preparation of pile head etc. for Single pile above 50
45 | 7251 | Cyclic vertical load testing of piles in accordance with IS : 291 1 (Part- IV) including preparation of pile head etc. for Group of two piles up to
45 | 7252 | Lateral load testing of single pile in accordance with IS : 291 1 part -IV for determining safe allowable lateral load on pile up to 50 tonne
45 | 7253 | Lateral load testing of single pile in accordance with IS : 291 1 part -IV for determining safe allowable lateral load on pile above 50 tonne
45 | 7254 | Hardening compound | litre |  | 38.00
45 | 7255 | Road marking paint (spirit based) | litre |  | 115.00
45 | 7256 | Superior quality road marking paint (water based) | litre |  | 135.00
45 | 7257 | C.P. Brass bibcock 15 mm | each |  | 290.00
45 | 7258 | C.P. Brass long nose bibcock 15 mm | each |  | 430.00
45 | 7259 | C.P. Brass long body bibcock 15 mm | each |  | 385.00
45 | 7260 | C.P. Brass stop cock (concealed) 15 mm | each |  | 430.00
45 | 7261 | C.P. Brass angle valve 15 mm | each |  | 375.00
45 | 7266 | Pressed clay tiles 20mm thick 250x250 mm size | 1000 Nos |  | 8600.00
45 | 7267 | Plain ceiling tiles (BWP type phenol formaldehyde synthetic resin
45 | 7268 | Semi perforated ceiling tiles (600x600x12 mm) | each |  | 107.00
45 | 7269 | 25 mm thick particle board | sqm |  | 460.00
45 | 7270 | 30 mm thick prelaminated flush door shutter | sqm |  | 810.00
45 | 7271 | Second class teak wood lipping 25 mm wide x 12 mm thick | metre |  | 29.00
45 | 7272 | 25 mm thick melamine faced prelaminated three layer particle board | sqm |  | 900.00
45 | 7273 | Resin Bonded Rockwool 48 kg/m3 | sqm |  | 120.00
45 | 7274 | Glass wool 50 mm thick | sqm |  | 238.00
45 | 7280 | Waste plastic additive | tonne |  | 40000.00
45 | 7281 | Chemical ASTMC-type II | kg |  | 165.00
45 | 7295 | Granite of any colour, 18 mm thick (slab area upto 0.50 sqm) | sqm |  | 1600.00
45 | 7296 | Granite of any colour, 30 mm thick (slab area upto 0.50 sqm) | sqm |  | 1800.00
45 | 7297 | Granite of any colour, 18 mm thick (slab area above 0.50 sqm) | sqm |  | 1800.00
45 | 7306 | Aluminium T or L sections | kg |  | 190.00
45 | 7307 | For flush door shutters Extra for providing teak veneering on one side
45 | 7309 | Paving Asphalt of grade VG-30 of approved quality | tonne |  | 39570.00
45 | 7312 | Expandable fastener with plastic sleeve and M.S. screws : 25 mm long | each |  | 10.00
45 | 7313 | Expandable fastener with plastic sleeve and M.S. screws : 32 mm long | each |  | 10.00
45 | 7314 | Expandable fastener with plastic sleeve and M.S. screws : 40 mm long | each |  | 13.00
45 | 7315 | Expandable fastener with plastic sleeve and M.S. screws. 50 mm long | each |  | 14.00
46 |  | No.
46 | 7318 | Plasticizer / super plasticizer | kg |  | 36.00
46 | 7319 | Wall form panel 1250x500 mm | each |  | 860.00
46 | 7320 | Tie bolt 12 mm dia 100 mm length | each |  | 38.00
46 | 7321 | Tie bolt 12 mm dia 150 mm length | each |  | 48.00
46 | 7322 | Tie bolt 20 mm dia 150 mm length | each |  | 57.00
46 | 7323 | Tie bolt 20 mm dia 225 mm length | each |  | 67.00
46 | 7324 | Spring coil 12 mm | each |  | 15.00
46 | 7325 | Plastic cone 12 mm dia | each |  | 17.00
46 | 7326 | Corner angle 45x45x5 mm 1.50 m long | each |  | 240.00
46 | 7327 | 100 mm channel shoulder 2.5 m long | each |  | 910.00
46 | 7328 | Double clip (bridge clip) | each |  | 76.00
46 | 7329 | Single clip | each |  | 59.00
46 | 7330 | M.S. tube 40 mm dia | metre |  | 215.00
46 | 7331 | Wall form panel 1250x450 mm | each |  | 860.00
46 | 7332 | Corner angle 45x45x5 mm 2.50 m long | each |  | 255.00
46 | 7333 | Column clamp 450x1070 mm | each |  | 965.00
46 | 7334 | Prop 2 m ( 2-3.5 m) | each |  | 635.00
46 | 7335 | Binding wire | kg |  | 46.00
46 | 7336 | Lock Bar (E 250) - 10 thick MS Plate | kg |  | 76.00
46 | 7338 | Gun metal cramp | kg |  | 315.00
46 | 7339 | Stainless steel cramp | kg |  | 290.00
46 | 7340 | Stainless steel pin | kg |  | 182.00
46 | 7342 | Adjustable span ESO+SI (2.35-3.40) | each |  | 1480.00
46 | 7343 | Adjustable telescopic prop 3 m (2.02-3.75 m) | each |  | 955.00
46 | 7344 | Beam clamp 300-380 mm (450-1070 mm) | each set |  | 355.00
46 | 7345 | Prop 4 m | each |  | 910.00
46 | 7346 | Double coupler | each |  | 46.00
46 | 7347 | Cadmium plated full threaded steel screws (30x4 mm dia) | 100 Nos |  | 27.00
46 | 7348 | Aluminium washer 2 mm thick 15 mm dia | 100 Nos |  | 10.00
46 | 7349 | 12 mm M.S. 'U' beading | metre |  | 14.00
46 | 7354 | Plastic encapsulated M.S. foot rest 30x20x15 cm | each |  | 110.00
46 | 7358 | Flushing Cistern P.V.C. 10 litre capacity (low level) (White) (with fittings,
46 | 7359 | P.V.C. automatic flushing cistern 5 litre capacity | each |  | 470.00
46 | 7361 | P.V.C. automatic flushing cistern 10 litre capacity | each |  | 510.00
46 | 7363 | 15 mm C.P. brass tap with elbow operation lever | each |  | 430.00
46 | 7364 | White glazed fire clay draining board 600x450x25 mm | each |  | 525.00
46 | 7366 | Glass reinforced Gypsum (GRG) plaster board 12.5 mm thick confirming
46 | 7367 | Galvanised M.S. sheet 0.5 mm thick pressed channel section of size
46 | 7368 | GFRG Panel of 124 mm thick | sqm |  | 847.46
46 | 7369 | Galvanised M.S. sheet 0.50 mm thick pressed stud : 48x34x36 mm | metre |  | 71.00
46 | 7375 | G.I. flush pipe and C.P. brass spreader including C.P. connecting pipe
46 | 7376 | G.I. flush pipe and C.P. brass spreader including C.P. connecting pipe
46 | 7377 | G.i. flush pipe and C.P. brass spreader including C.P. connecting pipe
46 | 7378 | G.I. flush pipe and C.P. brass spreader including C.P. connecting pipe
47 |  | No.
47 | 7379 | White vitreous china clay half stall urinal flat back 580x380x350 mm or
47 | 7380 | Precast R.C.C. grating with frame 500x450 mm horizontal grating | each |  | 620.00
47 | 7381 | Precast R.C.C. grating with frame 450x100 mm vertical grating | each |  | 235.00
47 | 7382 | Bitumen emulsion rapid setting (R.S.) confirming to IS : 8887 | tonne |  | 19000.00
47 | 7383 | 12 mm dia 50 mm long wedge type expanded zinc alloy dash fastener | each |  | 7.00
47 | 7385 | 3 mm thick translucent white acrylic plastic sheet | sqm |  | 550.00
47 | 7386 | 12 mm thick particle board ceiling tile | sqm |  | 110.00
47 | 7387 | Spigot for standard jointing | kg |  | 43.00
47 | 7388 | Dash hold fastener 12.5 mm dia, 50 mm long with 6 mm dia bolt | each |  | 11.00
47 | 7389 | Anodising 15 microns on aluminium sections | kg |  | 38.00
47 | 7390 | EPDM Gasket for uPVC window/door | metre |  | 19.00
47 | 7391 | Anodising 25 microns on aluminium sections | kg |  | 48.00
47 | 7392 | Powder coating 50 microns on aluminium sections | kg |  | 61.00
47 | 7393 | Polyester powder coating 50 microns on aluminium sections | kg |  | 67.00
47 | 7394 | Double action hydraulic floor spring with stainless steel cover plate | each |  | 1500.00
47 | 7395 | 6 mm dia G.I. adjustable hangers including clips (up to 1.2 m length) | each |  | 20.00
47 | 7396 | Double action hydraulic floor spring with brass cover plate | each |  | 1620.00
47 | 7397 | Base Jack | each |  | 145.00
47 | 7398 | Challies | each |  | 765.00
47 | 7399 | Cup locks | each |  | 48.00
47 | 7400 | 15 mm PTMT bib cock | each |  | 71.00
47 | 7401 | 15 mm PTMT bib cock with flange (fancy) | each |  | 105.00
47 | 7402 | 15 mm PTMT bib cock long body with flange | each |  | 116.00
47 | 7403 | 15 mm dia PTMT stop cock (male thread) | each |  | 71.00
47 | 7405 | 20 mm dia PTMT stop cock | each |  | 97.00
47 | 7406 | PTMT pillar cock | each |  | 125.00
47 | 7407 | PTMT push cock 15 mm dia | each |  | 62.00
47 | 7408 | PTMT push cock 12 mm dia 20 mm BSP | each |  | 57.00
47 | 7409 | PTMT grating 100 mm dia | each |  | 20.00
47 | 7410 | PTMT Pillar cock (fancy) 15 mm foam flow | each |  | 138.00
47 | 7411 | 125 mm grating with waste hole | each |  | 30.00
47 | 7412 | Rectangular type with openable circular lid 150 mm size 18 mm high
47 | 7415 | Double acting air valve 50 mm | each |  | 3715.00
47 | 7416 | Double acting air valve 80 mm | each |  | 4525.00
47 | 7417 | Double acting air valve 100 mm | each |  | 5910.00
47 | 7418 | Water meter (including testing charges) 80 mm | each |  | 2030.00
47 | 7419 | Water meter (including testing charges) 100 mm | each |  | 3143.00
47 | 7420 | Water meter (including testing charges) 150 mm | each |  | 4765.00
47 | 7421 | Water meter (including testing charges) 200 mm | each |  | 5145.00
47 | 7422 | Dirt box strainer 80 mm | each |  | 2680.00
47 | 7423 | Dirt box strainer 100 mm | each |  | 4370.00
47 | 7424 | Dirt box strainer 150 mm | each |  | 5540.00
47 | 7425 | Dirt box strainer 200 mm | each |  | 7860.00
47 | 7426 | Cat's eye | each |  | 100.00
47 | 7427 | Water stops Serrated with central bulb (225 mm wide, 8-11 mm thick) | metre |  | 200.00
47 | 7428 | Water stops Dumb bell with central bulb | metre |  | 160.00
47 | 7429 | Kickers | metre |  | 185.00
48 |  | No.
48 | 7430 | Wedge expansion hold fastener 1/4" or 6 mm | each |  | 11.00
48 | 7431 | Wedge expansion hold fastener 3/8" or 10 mm | each |  | 11.00
48 | 7432 | Wedge expansion hold fastener 1/2" or 12 mm | each |  | 27.00
48 | 7439 | 8mm thick (mirror polished tiles machine cut edge) Raj Nagar white | sqm |  | 500.00
48 | 7442 | Wheel 75 mm dia. 40 mm wide | each |  | 62.00
48 | 7443 | Aluminium single cleat of size 30x32x3 mm | each |  | 14.00
48 | 7444 | Aluminium grip strip of size 50x12x2 mm | each |  | 11.00
48 | 7445 | 25 mm thick prelaminated flush door shutter both side decorative | sqm |  | 800.00
48 | 7449 | Aluminium U beading | kg |  | 210.00
48 | 7451 | Glass sheet (Pin headed) 4 mm thick | sqm |  | 305.00
48 | 7452 | Raj nagar plain white marble (table rubbed and polished) 18 mm thick
48 | 7453 | Raj nagar plain white marble (table rubbed and polished) 18 mm thick
48 | 7466 | Second class deodar teak wood lipping 30 mm wide x 12 mm thick | metre |  | 24.00
48 | 7468 | Veneered particle board with commercial veneering on both sides 12 mm
48 | 7477 | Prelaminated particle board with one side decorative and other side balancing lamination, flat pressed 3 layer & graded (medium density)
48 | 7478 | Prelaminated particle board with one side decorative and other side balancing lamination, flat pressed 3 layer & graded (medium density)
48 | 7479 | Prelaminated particle board with one side decorative and other side balancing lamination, flat pressed 3 layer & graded (medium density)
48 | 7480 | Prelaminated particle board with both sides decorative lamination, flat pressed 3 layer & graded (medium density) Grade I, Type II
48 | 7485 | Oxidised M. S. hinges finished with nickel plating 50 mm (Over all width) | metre |  | 40.00
48 | 7486 | Oxidised M. S. hinges finished with nickel plating 65 mm (Over all width) | metre |  | 52.00
48 | 7491 | PTMT - Waste Coupling 31/32 mm | each |  | 34.00
48 | 7492 | PTMT - Waste Coupling 38/40 mm | each |  | 48.00
48 | 7493 | PTMT - Bottle Trap 31/32 mm | each |  | 210.00
48 | 7494 | PTMT - Bottle Trap 38/40 mm | each |  | 220.00
48 | 7495 | PTMT Ball Cock 15mm complete with Epoxy Coated Aluminium Rod &
48 | 7496 | PTMT Ball Cock 20mm complete with Epoxy Coated Aluminium Rod &
48 | 7497 | PTMT Ball Cock 25mm complete with Epoxy Coated Aluminium Rod &
48 | 7498 | PTMT Ball Cock 40mm complete with Epoxy Coated Aluminium Rod &
48 | 7499 | PTMT Ball Cock 50mm complete with Epoxy Coated Aluminium Rod &
48 | 7500 | PTMT Angle Stop cock with Flange 15 mm | each |  | 100.00
48 | 7501 | PTMT Swiveling shower 15 mm | each |  | 70.00
48 | 7503 | PTMT Liquid Soap Container of 400 ml capacity | each |  | 105.00
48 | 7504 | PTMT | - Towel Ring 215x200x37 mm |  | each | 130.00
48 | 7505 | PTMT - Towel Rail (450 mm long ) | each |  | 135.00
48 | 7506 | PTMT - Towel Rail (600 mm long) | each |  | 165.00
49 |  | No.
49 | 7507 | PTMT Shelf 450x124x36 mm | each |  | 200.00
49 | 7508 | PTMT - Urinal Spreader 15 mm | each |  | 76.00
49 | 7509 | PTMT Soap Dish/Holder 138x102x75 mm | each |  | 84.00
49 | 7512 | PTMT handle 125x34x24 mm | each |  | 24.00
49 | 7513 | PTMT handle 150x34x24 mm | each |  | 24.00
49 | 7514 | PTMT butt hinges 75x60x10 mm | each |  | 33.00
49 | 7515 | PTMT butt hinges 100x75x10 mm | each |  | 43.00
49 | 7516 | PTMT Tower bolt 152x42x18 mm | each |  | 48.00
49 | 7517 | PTMT Tower bolt 202x42x18 mm | each |  | 67.00
49 | 7518 | PTMT door catcher 72x42 mm | each |  | 24.00
49 | 7552 | Coir veneered board 4 mm thick | sqm |  | 290.00
49 | 7553 | Coir veneered board 6 mm thick | sqm |  | 385.00
49 | 7555 | Coir veneered board 12 mm thick | sqm |  | 670.00
49 | 7556 | Coir veneered board 18 mm thick | sqm |  | 1000.00
49 | 7621 | Hubless centrifugally cast (spun) iron pipes as per IS 15905 - 100 mm dia
49 | 7622 | Hubless centrifugally cast (spun) iron pipes as per IS 15905 - 75 mm dia
49 | 7623 | Hubless centrifugally cast (spun) iron plain bend as per IS 15905 -
49 | 7624 | Hubless centrifugally cast (spun) iron plain bend as per IS 15905 -
49 | 7625 | Hubless centrifugally cast (spun) iron double equal plain junction as per
49 | 7626 | Hubless centrifugally cast (spun) iron double equal plain junction as per
49 | 7627 | Hubless centrifugally cast (spun) iron single equal plain junction as per
49 | 7628 | Hubless centrifugally cast (spun) iron single equal plain junction as per
49 | 7629 | Hubless centrifugally cast (spun) iron double unequal plain junction as
49 | 7630 | Hubless centrifugally cast (spun) iron single unequal plain junction as
49 | 7631 | Hubless centrifugally cast (spun) iron double equal plain invert
49 | 7632 | Hubless centrifugally cast (spun) iron single equal plain invert branch as
49 | 7633 | Hubless centrifugally cast (spun) iron single equal plain invert branch as
49 | 7634 | Hubless centrifugally cast (spun) iron single unequal plain invert branch
49 | 7635 | Hubless centrifugally cast (spun) iron 65 mm offset with 100 mm dia
49 | 7636 | Hubless centrifugally cast (spun) iron 65 mm offset with 75 mm dia pipe
49 | 7637 | Hubless centrifugally cast (spun) iron 130 mm offset with 100 mm dia
49 | 7638 | Hubless centrifugally cast (spun) iron 130 mm offset with 75 mm dia
49 | 7639 | Hubless centrifugally cast (spun) iron bend with access door - 100mm
50 |  | No.
50 | 7640 | Hubless centrifugally cast (spun) iron bend with access door - 75mm dia
50 | 7641 | Hubless centrifugally cast (spun) iron terminal guard (slotted cowl) -
50 | 7642 | Hubless centrifugally cast (spun) iron trap with 100 mm inlet and 100 mm outlet | as per IS 15905 |  | each | 540.00
50 | 7643 | Hubless centrifugally cast (spun) iron trap with 100 mm inlet and 75 mm
50 | 7644 | SS 304 grade shielded coupling with EPDM rubber gasket for 100mm dia
50 | 7645 | SS 304 grade shielded coupling with EPDM rubber gasket for 75 mm dia
50 | 7651 | Ductile Iron class K - 9 pipe Conforming to I.S. 8329 100 mm dia | metre |  | 765.00
50 | 7652 | Ductile Iron class K - 9 pipe Conforming to I.S. 8329 - 150 mm dia | metre |  | 1150.00
50 | 7653 | Ductile Iron class K - 9 pipe Conforming to I.S. 8329 - 200 mm dia | metre |  | 1575.00
50 | 7654 | Ductile Iron class K - 9 pipe Conforming to I.S. 8329 - 250 mm dia | metre |  | 2200.00
50 | 7655 | Ductile Iron class K - 9 pipe Conforming to 1.S. 8329 - 300 mm dia | metre |  | 2750.00
50 | 7656 | Ductile Iron class K - 9 pipe Conforming to I.S. 8329 - 350 mm dia | metre |  | 3350.00
50 | 7657 | Ductile Iron class K - 9 pipe Conforming to 1.S. 8329 - 400 mm dia | metre |  | 4300.00
50 | 7658 | Ductile Iron class K - 9 pipe Conforming to 1.S. 8329 - 450 mm dia | metre |  | 5000.00
50 | 7659 | Ductile Iron class K - 9 pipe Conforming to I.S. 8329 - 500 mm dia | metre |  | 6270.00
50 | 7660 | Ductile Iron class K -9 pipe Conforming to I.S. 8329 - 600 mm dia | metre |  | 7560.00
50 | 7661 | Ductile Iron class K - 9 pipe Conforming to I.S. 8329 - 700 mm dia | metre |  | 10500.00
50 | 7662 | Ductile Iron class K - 9 pipe Conforming to I.S. 8329 - 750 mm dia | metre |  | 11350.00
50 | 7663 | Ductile Iron class K - 9 pipe Conforming to I.S. 8329 - 800 mm dia | metre |  | 11450.00
50 | 7664 | Ductile Iron class K - 9 pipe Conforming to I.S. 8329 - 900 mm dia | metre |  | 13900.00
50 | 7665 | Ductile Iron class K - 9 pipe Conforming to I.S. 8329 - 1000 mm dia | metre |  | 15550.00
50 | 7666 | Rubber Gaskets Conforming to I.S 5382 of S.B.R quality 100 mm dia | each |  | 29.00
50 | 7668 | Rubber Gaskets Conforming to I.S 5382 of S.B.R quality 150 mm dia | each |  | 36.00
50 | 7669 | Rubber Gaskets Conforming to I.S 5382 of S.B.R quality 200 mm dia | each |  | 63.00
50 | 7670 | Rubber Gaskets Conforming to I.S 5382 of S.B.R quality 250 mm dia | each |  | 74.00
50 | 7671 | Rubber Gaskets Conforming to I.S 5382 of S.B.R quality 300 mm dia | each |  | 110.00
50 | 7672 | Rubber Gaskets Conforming to I.S 5382 of S.B.R quality 350 mm dia | each |  | 126.00
50 | 7673 | Rubber Gaskets Conforming to I.S 5382 of S.B.R quality 400 mm dia | each |  | 230.00
50 | 7674 | Rubber Gaskets Conforming to I.S 5382 of S.B.R quality 450 mm dia | each |  | 270.00
50 | 7675 | Rubber Gaskets Conforming to I.S 5382 of S.B.R quality 500 mm dia | each |  | 290.00
50 | 7676 | Rubber Gaskets Conforming to I.S 5382 of S.B.R quality 600 mm dia | each |  | 365.00
50 | 7677 | Rubber Gaskets Conforming to I.S 5382 of S.B.R quality 700 mm dia | each |  | 550.00
50 | 7678 | Rubber Gaskets Conforming to I.S 5382 of S.B.R quality 750 mm dia | each |  | 660.00
50 | 7679 | Rubber Gaskets Conforming to I.S 5382 of S.B.R quality 800 mm dia | each |  | 725.00
50 | 7680 | Rubber Gaskets Conforming to I.S 5382 of S.B.R quality 900 mm dia | each |  | 960.00
50 | 7681 | Rubber Gaskets Conforming to I.S 5382 of S.B.R quality 1000 mm dia | each |  | 1145.00
50 | 7682 | Ductile Iron K - 12 specials suitable for push on jointing up to 600 mm dia | quintal |  | 12400.00
50 | 7683 | Ductile Iron K - 12 specials suitable for push on jointing over 600 mm dia | quintal |  | 17200.00
50 | 7684 | Ductile Iron specials suitable for mechanical jointing as per I.S. 9523 -
50 | 7685 | Ductile Iron Specials suitable for mechanical jointing as per I.S. 9523
50 | 7686 | Ductile Iron Pipe Class K-9 flanges and welding 100 mm dia | metre |  | 1100.00
50 | 7687 | Ductile Iron Pipe Class K-9 flanges and welding 150 mm dia | metre |  | 1650.00
51 |  | No.
51 | 7688 | Ductile Iron Pipe Class K-9 flanges and welding 200 mm dia | metre |  | 2075.00
51 | 7689 | Ductile Iron Pipe Class K-9 flanges and welding 250 mm dia | metre |  | 2950.00
51 | 7690 | Ductile Iron Pipe Class K-9 flanges and welding 300 mm dia | metre |  | 3790.00
51 | 7691 | Ductile Iron Pipe Class K-9 flanges and welding 350 mm dia | metre |  | 4780.00
51 | 7692 | Ductile Iron Pipe Class K-9 flanges and welding 400 mm dia | metre |  | 6150.00
51 | 7693 | Ductile Iron Pipe Class K-9 flanges and welding 450 mm dia | metre |  | 6453.00
51 | 7694 | Ductile Iron Pipe Class K-9 flanges and welding 500 mm dia | metre |  | 9180.00
51 | 7695 | Ductile Iron Pipe Class K-9 flanges and welding 600 mm dia | metre |  | 12150.00
51 | 7696 | Ductile Iron Pipe Class K-9 flanges and welding 700 mm dia | metre |  | 14370.00
51 | 7697 | S&S Centrifugally (Spun) C.I. Pipe class LA 100 mm dia | metre |  | 857.00
51 | 7698 | S&S Centrifugally (Spun) C.I. Pipe class LA 125 mm dia | metre |  | 1067.00
51 | 7699 | S&S Centrifugally (Spun) C.I. Pipe class LA 150 mm dia | metre |  | 1286.00
51 | 7700 | S&S Centrifugally (Spun) C.I. Pipe class LA 200 mm dia | metre |  | 2190.00
51 | 7701 | S&S Centrifugally (Spun) C.I. Pipe class LA 250 mm dia | metre |  | 2857.00
51 | 7702 | S&S Centrifugally (Spun) C.I. Pipe class LA 300 mm dia | metre |  | 3857.00
51 | 7703 | S&S Centrifugally (Spun) C.I. Pipe class LA 350 mm dia | metre |  | 4619.00
51 | 7704 | S&S Centrifugally (Spun) C.I. Pipe class LA 400 mm dia | metre |  | 6095.00
51 | 7705 | S&S Centrifugally (Spun) C.I. Pipe class LA 450 mm dia | metre |  | 7381.00
51 | 7706 | S&S Centrifugally (Spun) C.I. Pipe class LA 500 mm dia | metre |  | 8571.00
51 | 7707 | S&S Centrifugally (Spun) C.I. Pipe class LA 600 mm dia | metre |  | 11995.00
51 | 7708 | S&S Centrifugally (Spun) C.I. Pipe Specials as per IS 1538 suitable
51 | 7709 | S&S Centrifugally (Spun) C.I. Pipe Specials as per IS 1538 suitable
51 | 7710 | S&S Centrifugally (Spun) C.I. Pipe specials suitable for mechanical
51 | 7711 | S&S Centrifugally (Spun) C.I. Pipe Specials suitable for mechanical
51 | 7712 | Screwed double flanged centrifugally cast (spun) C.I. Pipe of Class B
51 | 7722 | Ductile Iron Class K- 7 pipe conforming to I.S. 8329 - 100 mm dia | metre |  | 800.00
51 | 7723 | Ductile Iron Class K- 7 pipe conforming to I.S. 8329 - 150 mm dia | metre |  | 1140.00
51 | 7724 | Ductile Iron Class K- 7 pipe conforming to I.S. 8329 - 200 mm dia | metre |  | 1400.00
52 |  | No.
52 | 7725 | Ductile Iron Class K- 7 pipe conforming to I.S. 8329 - 250 mm dia | metre |  | 1800.00
52 | 7726 | Ductile Iron Class K- 7 pipe conforming to i.S. 8329 - 300 mm dia | metre |  | 2250.00
52 | 7727 | Ductile Iron Class K- 7 pipe conforming to i.S. 8329 - 350 mm dia | metre |  | 2650.00
52 | 7728 | Ductile Iron Class K- 7 pipe conforming to I.S. 8329 - 400 mm dia | metre |  | 3175.00
52 | 7729 | Ductile Iron Class K- 7 pipe conforming to I.S. 8329 - 450 mm dia | metre |  | 3852.00
52 | 7730 | Ductile Iron Class K- 7 pipe conforming to I.S. 8329 - 500 mm dia | metre |  | 4350.00
52 | 7731 | Ductile Iron Class K- 7 pipe conforming to I.S. 8329 - 600 mm dia | metre |  | 5600.00
52 | 7732 | Ductile Iron Class K- 7 pipe conforming to I.S. 8329 - 700 mm dia | metre |  | 7300.00
52 | 7733 | Ductile Iron Class K- 7 pipe conforming to I.S. 8329 - 800 mm dia | metre |  | 9100.00
52 | 7734 | Ductile Iron Class K- 7 pipe conforming to I.S. 8329 - 900 mm dia | metre |  | 11800.00
52 | 7735 | Ductile Iron Class K- 7 pipe conforming to I.S. 8329 - 1000 mm dia | metre |  | 12300.00
52 | 7736 | Extruded burnt flyash clay sewer bricks conforming to I.S 4885 | 1000 Nos |  | 5400.00
52 | 7737 | Fly ash bricks conforming to I.S. 12894 | 1000 Nos |  | 4300.00
52 | 7738 | Calcium Silicate Bricks machine moulded conforming to I.S. 4139 | 1000 Nos |  | 5400.00
52 | 7739 | Modified Bitumen Refinery produced CRMB - 55 | tonne |  | 29995.00
52 | 7741 | Modified Bitumen Refinery produced CRMB - 60 | tonne |  | 30536.00
52 | 7742 | Bitumen emulsion medium setting (M.S.) conforming to IS : 8887 | tonne |  | 27909.00
52 | 7743 | M.S. pipe 150 mm dia casing pipe | metre |  | 1126.00
52 | 7744 | M.S. pipe 200 mm dia casing pipe | metre |  | 1400.00
52 | 7745 | PVC blind pipe 150 mm dia as per IS: 12818 | metre |  | 508.62
52 | 7746 | PVC blind pipe 200 mm dia as per IS: 12818 | metre |  | 788.12
52 | 7747 | M.S. cap 150 mm dia | each |  | 150.00
52 | 7748 | M.S. cap 200 mm dia | each |  | 200.00
52 | 7749 | M.S bail plug 150 mm dia | each |  | 200.00
52 | 7750 | M.S bail plug 200 mm dia | each |  | 220.00
52 | 7751 | PVC slotted pipe 150 mm dia as per IS: 12818 | metre |  | 550.00
52 | 7752 | PVC slotted pipe 200 mm dia as per IS: 12818 | metre |  | 840.00
52 | 7753 | Stone Boulder 50 mm to 200 mm | cum |  | 850.00
52 | 7754 | Gravel 5 mm to 10 mm | cum |  | 850.00
52 | 7755 | Gravel 1.5 mm to 2 mm | cum |  | 850.00
52 | 7756 | Gravel 3 mm to 6 mm | cum |  | 850.00
52 | 7757 | M.S. pipe 100 mm dia casing pipe | metre |  | 800.00
52 | 7758 | uPVC blind pipe 100 mm dia as per IS: 12818 | metre |  | 442.00
52 | 7759 | uPVC slotted pipe 100 mm dia as per IS: 12818 | metre |  | 480.00
52 | 7760 | M.S. cap 100 mm dia | each |  | 135.00
52 | 7761 | M.S. bail plug 100 mm dia | each |  | 160.00
52 | 7762 | Precast R.C.C. perforated slab | each |  | 875.00
52 | 7763 | Water supply tanker of 5000 litre capacity | each |  | 900.00
52 | 7764 | M.S. socket 100 mm dia | each |  | 125.00
52 | 7765 | M.S. socket 150 mm dia | each |  | 205.00
52 | 7766 | M.S. socket 200 mm dia | each |  | 265.00
52 | 7767 | Stone cleaning chemical approved by ASI | litre |  | 295.00
52 | 7768 | Water repallent chemical approved by ASI | litre |  | 1200.00
52 | 7769 | Stone surface strengthening chemical approved by ASI | litre |  | 900.00
52 | 7770 | Turpentine oil | litre |  | 55.00
52 | 7771 | Liquid Ammonia 5% | litre |  | 160.00
52 | 7772 | Pea Gravel | cum |  | 950.00
52 | 7773 | Coloured inter locking C.C. paver Block (60 mm thick, M-35) | sqm |  | 450.00
53 |  | No.
53 | 7774 | Stone size 10x10x7.50cm | each |  | 10.00
53 | 7775 | Sodium pentachlorophenate | kg |  | 550.00
53 | 7776 | Concrete paver block of grade M-30 made of C&D waste (60mm thickness) | sqm |  | 317.22
53 | 7800 | Ceramic Glazed Tiles 1st quality minimum thickness 5mm in all
53 | 7801 | Ceramic Glazed Tiles 1st quality 300 x 300 mm in all shades and
53 | 7802 | Ceramic Glazed Tiles 1st quality 300 x 300 in all shades designs
53 | 7803 | Rectified Ceramic Glazed Tiles 1st quality 300 x 300 mm or more in
53 | 7804 | Rectified Ceramic Glazed Tiles 1st quality 300 x 300 mm or more in
53 | 7805 | Salem Stainless steel AISI - 304 (18/8) Orrisa pattern W.C. pan
53 | 7806 | Salem Stainless steel AISI - 304 (18/8) Round basin 405mm X 355 mm | each |  | 1500.00
53 | 7807 | Salem Stainless steel AISI - 304 (18/8) Wash basin 530mm X 345 mm | each |  | 2000.00
53 | 7808 | Centrifugally cast (spun) iron S&S 100 mm inlet and 100 mm outlet | each |  | 450.00
53 | 7809 | Centrifugally cast (spun) iron S&S 100 mm inlet and 75 mm outlet | each |  | 500.00
53 | 7850 | Agaria White marble slab plain 18 mm thick | sqm |  | 1100.00
53 | 7857 | P.T.M.T. Grating square slit 150 mm | each |  | 66.75
53 | 7858 | P.T.M.T. Urinal cock 15 mm dia | each |  | 106.50
53 | 7859 | P.T.M.T. Bib cock with nozzle 15 mm | each |  | 154.50
53 | 7861 | P.T.M.T. Stop cock (concealed) 15 mm | each |  | 133.50
53 | 7862 | 15 mm nominal bore and 30 cm length PVC connection pipe with
53 | 7863 | 15 mm nominal bore and 45 cm length PVC connection pipe with
53 | 7864 | P.T.M.T. extension nipple 15 mm dia | each |  | 30.00
53 | 7865 | P.T.M.T. extension nipple 20 mm dia | each |  | 54.00
53 | 7866 | P.T.M.T. extension nipple 25 mm dia | each |  | 78.00
53 | 7893 | Tactile tile | sqm |  | 1000.00
53 | 7895 | Matt finished vitrified tile 100x100 x16 mm | sqm |  | 1000.00
53 | 7896 | Vitrified tile | sqm |  | 500.00
53 | 7900 | Modular common burnt clay bricks of class designation 7.5 | 1000 Nos |  | 4000.00
53 | 7901 | Machine moulded perforated common burnt clay FPS (non modular)
53 | 7902 | Machine moulded common burnt clay modular perforated bricks of
53 | 7903 | Machine moulded common burnt clay FPS (non modular) bricks of
53 | 7904 | Machine moulded common burnt clay tile bricks of class designation 12.5 | 1000 Nos |  | 4900.00
53 | 7911 | Chemical Rust Remover | litre |  | 210.00
53 | 7912 | Hire charges of Drill machine upto 30 mm dia | day |  | 160.00
53 | 7913 | Epoxy | kg |  | 585.00
53 | 7914 | SBR Polymer | kg |  | 190.00
53 | 7915 | Woven PVC cloth | sqm |  | 25.00
53 | 7916 | Hire charges of sand blasting equipment | day |  | 420.00
53 | 7917 | Hire charges of compressure | day |  | 645.00
53 | 7918 | 25mm thick cement concrete shotcrete(guniting) | with compressor |  | sqm | 105.00
54 |  | No.
54 | 7919 | 50mm thick cement concrete shotcrete(guniting) | with compressor |  | sqm | 160.00
54 | 7920 | 75mm thick cement concrete shotcrete(guniting) | with compressor |  | sqm | 266.00
54 | 7921 | Adhesive chemical | ml |  | 2.00
54 | 7922 | Bit of drilling machine for Hole upto 30mm dia | each |  | 500.00
54 | 7923 | GI | injection nipple 12mm dia, 75mm long |  | each | 42.00
54 | 7924 | Blowing compressed air for cleaning holes upto 30mm dia | each |  | 10.00
54 | 7925 | L shaped 100mm long, 10mm dia mild steel shear key | kg |  | 67.00
54 | 7926 | Welding charges of shear key to existing reinforcement | each |  | 2.00
54 | 7927 | Acrylic Polymer chemical for cracks | kg |  | 31.00
54 | 7928 | Hire charges of Plant and machinery, it can inject - 350kg/day | day |  | 100.00
54 | 7929 | Shear loops (6mm dia GI wire rope) (For vertical joints) 6 nos on each side | each |  | 192.00
54 | 7930 | dowel tubes (Corrugated GI pipes 50 to 80mm dia) (For horizontal joints) | metre |  | 120.00
54 | 7931 | Hooks for lifting (Alloy steel) having 2.5 tonne capacity | each |  | 250.00
54 | 7996 | Factory made EPS light weight composite sandwitched wall/roof panel (50mm thick) having core material of EPS granule balls/beads (conforming to IS 4671:1984 and shall have density not less than 15kg per cum). The outer face on both sides of the panels will be non asbestos fiber cement board confirming to IS 14862:2000 or Calcium
54 | 7997 | Factory made EPS light weight composite sandwitched wall/roof panel (60mm thick) having core material of EPS granule balls/beads (conforming to IS 4671:1984 and shall have density not less than 15kg per cum). The outer face on both sides of the panels will be non asbestos fiber cement board confirming to IS 14862:2000 or Calcium
54 | 7998 | Factory made EPS light weight composite sandwitched wall/roof panel (75mm thick) having core material of EPS granule balls/beads (conforming to IS 4671:1984 and shall have density not less than 15kg per cum). The outer face on both sides of the panels will be non asbestos fiber cement board confirming to IS 14862:2000 or Calcium
54 | 7999 | Factory made EPS light weight composite sandwitched wall/roof panel (90mm thick) having core material of EPS granule balls/beads (conforming to IS 4671:1984 and shall have density not less than 15kg per cum). The outer face on both sides of the panels will be non asbestos fiber cement board confirming to IS 14862:2000 or Calcium
54 | 8000 | Factory made EPS light weight composite sandwitched wall/roof panel (100mm thick) having core material of EPS granule balls/beads (conforming to IS 4671:1984 and shall have density not less than 15kg per cum). The outer face on both sides of the panels will be non asbestos fiber cement board confirming to IS 14862:2000 or Calcium
54 | 8001 | 24 mm thick Factory made shutters with style, rails and panels of
54 | 8002 | 30 mm thick Factory made shutters with style, rails and panels of
54 | 8003 | Factory made PVC rigid foam panelled shutter i/c carriage | sqm |  | 1547.45
54 | 8004 | Factory made PVC rigid foam panelled shutter as per IS : 4020 i/c carriage | sqm |  | 1547.45
54 | 8006 | Factory made PVC rigid foam sheet 1 mm thick | sqm |  | 155.80
54 | 8007 | Factory made PVC rigid foam sheet 5 mm thick | sqm |  | 632.00
54 | 8008 | Factory made prelaminated PVC rigid foam sheet 5 mm thick | sqm |  | 752.00
55 |  | No.
55 | 8010 | 48mmX40mmX1.5mm thick Factory made door frame of PVC
55 | 8011 | Factory made door frame PVC extruded sheet i/c carriage | metre |  | 251.58
55 | 8012 | Adhesive solvent cement | kg |  | 140.00
55 | 8013 | Factory made EPS Core wallpanel /roof panel sandwiched between mesh,with 50 mm pitch in both the directions, kept at 120-135 mm gap and interconnected by the zig zag G.I. wire of 3 mm dia at alternate
55 | 8014 | Factory made door frame of size 50x47 mm with wall thickness 5 mm
55 | 8015 | Expanded poly ethylene Foam sheet 4mm thick of Density 40kg/m3 | sqm |  | 18.00
55 | 8016 | High Density expanded poly ethylene (EPE) | Foam 1mm thick |  | sqm | 8.50
55 | 8017 | Fire rated door frame made with 1.6 mm thick G.I sheet (120 minutes
55 | 8018 | Fire rated door shutter made with 1.6 mm thick G.I sheet (120 minutes
55 | 8019 | GI sheet 0.8 mm thick confirming to IS 277:1992 | kg |  | 75.00
55 | 8020 | Factory made EPS Core wall panel /roof panel sandwiched between two Engineered welded wire fabric mesh of 3 mm dia G.I. wire mesh, with 50 mm pitch in both the directions, connected by G.I. wire of
55 | 8021 | Bamboo wood Tile Flooring 14mm thick of minimum size 1800mm x
55 | 8022 | Bamboo wood Quarter Round 18mm thick of size 1900mm x 18mm | metre |  | 112.00
55 | 8023 | Bamboo wood door reducer 14mm thick of size 1900mm x 44mm | metre |  | 255.00
55 | 8024 | Bamboo wood Skirting 14mm thick | of Size 1900mm | x 85mm | metre | 300.00
55 | 8025 | Bamboo wood Tile Wall Cladding 10mm thick of size 1900mm x | 135mm |  | sqm | 3385.00
55 | 8026 | Bamboo wood T-mold 14mm thick of size 1900mm x 44mm | metre |  | 250.00
55 | 8027 | Bamboo wood Threshold 14mm thick of size 1900mm x 44mm | metre |  | 255.00
55 | 8028 | Bamboo wood shutter of doors | 10 cudm |  | 1700.00
55 | 8029 | Bamboo wood panelling (10mm thick) | 10 cudm |  | 1680.00
55 | 8030 | Superior class Bamboo wood door frame 65 mm thick, | 10 cudm |  | 1675.00
55 | 8032 | Aluminium sheets | Grade 5052, 4 mm thick for |  | Internal Corner/Column
55 | 8033 | Aluminium sheets | Grade 5052, 4 mm thick for |  | Mid Soldier/End soldier
55 |  | Accessories for aluminium form work
55 | 8034 | External corner 2050 mm | each |  | 1400.00
55 | 8035 | External corner 825 mm | each |  | 590.00
55 | 8036 | soldier tie 370mm | each |  | 290.00
55 | 8037 | Adjustable prop-2.0 x2.0 m | each |  | 1080.00
55 | 8038 | Pin-50 | each |  | 15.00
55 | 8039 | Pin-127 | each |  | 55.00
55 | 8040 | wedge | each |  | 14.00
55 | 8041 | wall tie-150 (355 mm ) | each |  | 45.00
55 | 8042 | Polythene Sleeve 90 x 150mm | each |  | 3.00
55 | 8043 | Polythene Roll - 150mm Long. | each |  | 6.00
55 | 8044 | Vertical Soldier -1100mm | each |  | 365.00
56 |  | No.
56 | 8045 | Wall Attached Bracket 600x1000mm | each |  | 985.00
56 | 8046 | Allignment Pipe - 3.00 Mtr. | each |  | 995.00
56 | 8047 | Allignment Bracket | each |  | 475.00
56 | 8048 | Tie Rod for Bracket - 500mm | each |  | 115.00
56 | 8049 | Anchor Wing Nut Ø100 mm | each |  | 64.00
56 | 8050 | Debit Pin - 250mm | each |  | 60.00
56 | 8051 | PVC Pipe Ø20mm - 150mm long | each |  | 5.00
56 | 8052 | PVC Cone | each |  | 5.00
56 | 8053 | Bolt+Nut - 16 x 80 mm | each |  | 30.00
56 | 8054 | Flat Washer Ø16, 3mm thik | each |  | 5.00
56 | 8055 | Bolt+Nut - 16 x 30 mm | each |  | 18.00
56 | 8056 | Door spacer 45x45x5-1135mm Long | each |  | 360.00
56 | 8057 | Door spacer 45x45x5-1135mm Long | each |  | 315.00
56 | 8100 | Powder coated M.S. butt hinges 100 mm X58 mmX1.9 mm | 10 Nos |  | 123.00
56 | 8101 | SS ball bearing of size 100 x89x3mm | each |  | 450.00
56 | 8116 | Zinc alloy (white powder coated) 3D Hinges for uPVC door | each |  | 451.00
56 | 8117 | Zinc alloy (white powder coated) handles with zinc plated mild steel multi point locking having transmission gear, cylinder with keeps
56 | 8118 | Zinc alloy (white powder coated) handles along with zinc plated mild steel multi point locking having transmission gear with keeps for
56 | 8119 | Zinc alloy (white powder coated) handles with key along with zinc plated mild steel multi point locking having transmission gear with
56 | 8121 | uPVC extruded (small series) casement window frame | size 47x50mm |  | metre | 258.30
56 | 8122 | uPVC extruded (small series) casement window sash/window mullion
56 | 8126 | uPVC | extruded (big series) casement window frame size 67x60 mm |  | metre | 319.80
56 | 8127 | uPVC extruded (big series) casement door frame size 67x64 mm | metre |  | 360.80
56 | 8128 | uPVC extruded (big series) casement window sash/window mullion/
56 | 8129 | uPVC extruded (big series) casement door sash | size 67x110 mm |  | metre | 516.60
56 | 8130 | uPVC extruded glazing bead of appropriate dimension for big series
56 | 8131 | uPVC extruded glazing bead of appropriate dimension for small series sliding | window sash |  | metre | 60.00
56 | 8132 | uPVC extruded glazing bead of appropriate dimension for big series
56 | 8135 | uPVC extruded (small series) 3 track sliding window frame size
56 | 8137 | uPVC extruded (small series) 2 track sliding window sash/3 track sliding window sash | size 32x60mm |  | metre | 265.00
57 |  | No.
57 | 8138 | uPVC extruded (big series) 2 track sliding window sash | size 46x62mm |  | metre | 325.00
57 | 8139 | uPVC extruded (big series) 3 track sliding window sash | size 46x62mm |  | metre | 325.00
57 | 8140 | uPVC extruded | interlock |  | of appropriate dimension for small series sliding
57 | 8141 | uPVC extruded | interlock |  | of appropriate dimension for big series sliding
57 | 8143 | uPVC extruded 2 track sliding | door sash/ 3 track sliding |  | door sash
57 | 8144 | Bamboo Mat corrugated sheets 3.5 to 4mm thick conforming to
57 | 8145 | Bamboo Mat Ridge cap 3.5 to 4mm thick conforming to IS 15476:2004 | metre |  | 2570.00
57 | 8146 | 3mm thick Bamboo Mat Board conforming to IS 13958:1994 | sqm |  | 1508.00
57 | 8147 | 4mm thick Bamboo Mat Board conforming to IS 13958:1994 | sqm |  | 1738.00
57 | 8148 | 6mm thick Bamboo Mat Board conforming to IS 13958:1994 | sqm |  | 2098.00
57 | 8149 | 9mm thick Bamboo Mat Board conforming to IS 13958:1994 | sqm |  | 2688.00
57 | 8150 | 12mm thick Bamboo Mat Board conforming to IS 13958:1994 | sqm |  | 3115.00
57 | 8200 | A.P.P. modified polymeric felt (two layers) 1.5 mm thick | sqm |  | 80.00
57 | 8201 | A.P.P. modified polymeric felt (two layers) 2 mm thick | sqm |  | 100.00
57 | 8203 | A.P.P. modified 2 mm thick membrane reinforced with glass fibre matt | sqm |  | 126.67
57 | 8204 | A.P.P. modified 3 mm thick membrane reinforced with glass fibre matt | sqm |  | 190.00
57 | 8205 | A.P.P. modified 3 mm thick membrane reinforced with polyester matt | sqm |  | 205.00
57 | 8206 | Bitumen primer for bitumen membrane | litre |  | 80.00
57 | 8207 | Geotextile 120 grams per sqm membrane | sqm |  | 45.00
57 | 8210 | Stainless steel screws 50 mm | 100 Nos |  | 270.00
57 | 8211 | Stainless steel screws 40 mm | 100 Nos |  | 215.00
57 | 8212 | Stainless steel screws 30 mm | 100 Nos |  | 190.00
57 | 8214 | Stainless steel screws 20 mm | 100 Nos |  | 125.00
57 | 8215 | Stainless steel butt hinges 125x64x1.9 mm IS : 12817 marked | 10 Nos |  | 265.00
57 | 8216 | Stainless steel butt hinges 100x58x1.9 mm IS : 12817 marked | 10 Nos |  | 235.00
57 | 8217 | Stainless steel butt hinges 75x47x1.8 mm IS : 12817 marked | 10 Nos |  | 160.00
57 | 8218 | Stainless steel butt hinges 50x37x1.5 mm IS : 12817 marked | 10 Nos |  | 135.00
57 | 8221 | Stainless steel butt hinges (heavy weight) 75x50x2.5 mm IS :12817 marked | 10 Nos |  | 205.00
57 | 8222 | M.S. heavy weight butt hinges 125x90x4.0 mm IS: 1341 marked. | 10 Nos |  | 210.00
57 | 8223 | M.S. heavy weight butt hinges 100x75x3.5 mm IS: 1341 marked | 10 Nos |  | 160.00
57 | 8224 | M.S. heavy weight butt hinges 75x60x3.1 mm IS: 1341 marked | 10 Nos |  | 95.00
57 | 8225 | M.S. heavy weight butt hinges 50x40x2.5 mm IS : 1341 marked | 10 Nos |  | 80.00
57 | 8226 | Concealed zinc coated hinges 19-20 mm thick with mounting plate | 10 Nos |  | 420.00
57 | 8300 | 1216 mm PE-AL-PE Composite pressure pipe | metre |  | 62.00
57 | 8301 | 1620 mm PE-AL-PE Composite pressure pipe | metre |  | 78.00
57 | 8302 | 2025 mm PE-AL-PE Composite pressure pipe | metre |  | 110.00
57 | 8303 | 2532 mm PE-AL-PE Composite pressure pipe | metre |  | 157.00
57 | 8304 | 3240 mm PE-AL-PE Composite pressure pipe | metre |  | 235.00
57 | 8305 | 4050 mm PE-AL-PE Composite pressure pipe | metre |  | 330.00
57 | 8306 | PPR Union 20 mm | each |  | 48.00
57 | 8307 | PPR Union 25 mm | each |  | 97.00
58 |  | No.
58 | 8308 | PPR Union 32 mm | each |  | 137.20
58 | 8309 | PPR Union 40 mm | each |  | 184.80
58 | 8310 | PPR Union 50 mm | each |  | 352.80
58 | 8311 | PPR Union 63 mm | each |  | 483.60
58 | 8312 | PPR Union 75 mm | each |  | 933.00
58 | 8500 | Water for jetting / blowback | 1000 litre |  | 1500.00
58 | 8501 | Polymer modified cementation coating | kg |  | 140.00
58 | 8502 | Fibre glass cloth | sqm |  | 25.00
58 | 8504 | Multi surface paint | litre |  | 255.00
58 | 8505 | Acrylic exterior paint | litre |  | 170.00
58 | 8506 | Premium Acrylic exterior paint | litre |  | 180.00
58 | 8507 | Textured exterior paint | litre |  | 240.00
58 | 8508 | Primer for cement paint | litre |  | 79.00
58 | 8509 | Special Primer (C.W.) | litre |  | 140.00
58 | 8510 | Metal Primer (U.G.) | litre |  | 90.00
58 | 8511 | Fibre reinforced elastomeric liquid water proofing membrane | litre |  | 198.69
58 | 8512 | Cementitious water proofing coating with elastic polymers | kg |  | 189.13
58 | 8513 | Acrylic modified resin based texture | kg |  | 36.00
58 | 8514 | 40 mm long S.S screws with plastic rawl plugs | 100 |  | 40.00
58 | 8515 | Galavanised MS 8 mm outer diameter M-6 dash fastener 50mm long | each |  | 31.00
58 | 8516 | ZMB 60/equivalent | kg |  | 105.00
58 | 8517 | ZMB thinner | litre |  | 205.00
58 | 8518 | Zycoprime / equivalent | litre |  | 210.00
58 | 8519 | Zycosil / equivalent | litre |  | 1800.00
58 | 8520 | Elastobar / equivalent | kg |  | 300.00
58 | 8552 | Mineral fibre beveled tegular edged ceiling tiles 595 x595mm,16 mm thick | sqm |  | 830.00
58 | 8553 | Mineral fibre beveled tegular edged ceiling tiles 595 x595mm,16 mm
58 | 8554 | Mineral fiber beveled tegular edged ceiling tiles 595 x595mm,20 mm thick. | sqm |  | 1040.00
58 | 8555 | G.I main runner 15 x32 mm of 3000 mm length, 0.33 mm thick | each |  | 185.00
58 | 8556 | G.I cross-T 15 x32 mm of 1200 mm length, 0.33 mm thick | each |  | 78.00
58 | 8557 | G.I cross-T 15 x32 mm of 600 mm length, 0.33 mm thick | each |  | 35.00
58 | 8558 | G.I hanger rod 6mm dia fully threaded upto 1000 mm length | each |  | 26.00
58 | 8559 | Stainless steel U Channel of size (50x25x2mm) | metre |  | 160.00
58 | 8560 | Non staining water resistant | clear silicon |  | metre | 65.00
58 | 8561 | Extruded polystyrene rigid insulation board 50 mm thick | sqm |  | 525.00
58 | 8562 | Expanded Polystyrene insulation board 120 mm thick confirming to IS 4671-1984, Fire retardant property self-extinguishing type as per
58 | 8563 | 15 mm thick, light weight, integral densified micro look edged,false
58 | 8565 | Galavanised MS hanger rod 6 mm dia MS fully threaded up to 1000mm
58 | 8566 | Powder coated steel section main-T ceiling sections 15x42x0.40 mm
58 | 8567 | Galvanized mild steel perimeter wall angle 22x19x0.40 mm (3000mm
59 |  | No.
59 | 8568 | Powder coated Galvanised Iron intermediate cross-T section 15x42x
59 | 8569 | Powder coated Galvanized Iron intermediate cross-T section 15x42x
59 | 8570 | GI Main T ceiling section 30x25x0.3 mm (3 metre long) | each |  | 187.00
59 | 8571 | GI Perimeter wall angle 25x25x0.4 mm (3 metre long) | each |  | 157.00
59 | 8572 | GI Intermediate cross T section 25x25x0.3 mm (1.2 metre long) | each |  | 72.00
59 | 8573 | GI Intermediate cross T section 25x25x0.3 mm (0.6 metre long) | each |  | 34.00
59 | 8576 | Powder coated Galvanized Iron intermediate cross-T section wire
59 | 8578 | Crates made of Mesh type 10x12 (D=100 mm) Zn+10% Al alloy +PVC
59 | 8580 | Wastage of cold form light gauge steel | kg |  | 17.00
59 | 8581 | 12 mm thick micro tegular edged semi perforated GRG (Glass Fibre
59 | 8582 | 12 mm thick micro tegular edged fully perforated GRG (Glass Fibre Reinforced Gypsum) false celing tiles | of Size 595x595 mm |  | sqm | 600.00
59 | 8583 | 10 mm thick square edge fully perforated GRG(Glass Fibre Reinforced Gypsum) false celing tiles | of Size 595x595 mm |  | sqm | 750.00
59 | 8589 | Calcium Silicate tegular edged celling tiles 595x595 mm and 15 mm thick
59 | 8590 | Galvanised Steel main Tee ceiling section Size 24x38x0.33 mm (3 metre
59 | 8591 | Galvanised Steel perimeter wall Angle Size 24 x 24 x 0.40 mm (3.00 metre
59 | 8592 | Galvanised Steel intermediate cross T section Size 24 x 25 x 0.33mm
59 | 8593 | Galvanised Steel intermediate cross T section Size 24 x 25 x 0.33mm
59 | 8594 | Galvanised Steel soffit cleat size 25x35x1.60 mm | each |  | 4.00
59 | 8595 | Wooden screws with plastic rawl plugs 35x8 mm | each |  | 1.00
59 | 8596 | Galvanised MS 8mm outer diameter M-6 dash fastener 25mm long | each |  | 32.00
59 | 8597 | GI Metal Tile Clip in Plain Beveled edge global white colour tiles of
59 | 8598 | GI Metal Tile Clip in Perforated Beveled edge global white colour tiles
59 | 8599 | GI Metal Tile Lay-in Plain Tegular edge global white color tiles of Size
59 | 8600 | GI Metal Tile Lay-in Perforated Tegular edge global white color tiles
59 | 8601 | PVC Laminated Gypsum Tiles (Square edge) of Size 595x595 mm
59 | 8602 | Gypsum Tiles Fully Perforated Square edge of Size 595x595 mm
59 | 8604 | Spring T-section 24x34x0.45 mm (3.00 meter long) | metre |  | 190.00
59 | 8605 | C Wall angle section 20x30x20x0.50 mm (3.00 meter long) | metre |  | 95.00
60 |  | No.
60 | 8606 | Main C Carrier Size 10x38x10x0.70 mm (3.00 meter long) | metre |  | 115.00
60 | 8607 | Spring T-connector | each |  | 5.00
60 | 8608 | C Carrier Connector | each |  | 11.00
60 | 8609 | C Suspension Clip | each |  | 8.00
60 | 8610 | Wire Coupling Clip | each |  | 9.00
60 | 8611 | Main T ceiling sections 24x38x0.3 mm (3 metre long) | each |  | 115.00
60 | 8612 | Perimeter wall angle 24 x 24 x 0.3 mm (3 metre long) | each |  | 80.00
60 | 8613 | Intermediate cross T-Section 24x25x0.3 mm (1.2 m long) | each |  | 35.00
60 | 8614 | Intermediate cross T-Section 24x25x0.3 mm (0.6 m long) | each |  | 17.00
60 | 8615 | Hanger rod 4 mm thick | each |  | 8.00
60 | 8616 | Adjustment clip 85x30x0.8 mm | each |  | 5.00
60 | 8617 | Soffit cleat (Size 27x37x25x1.60 mm) | each |  | 4.00
60 | 8618 | Dash fastener 6 mm dia 50 mm long | each |  | 8.00
60 | 8619 | Galavanised MS | L-shape level adjuster of size 85x25x2 mm |  | each | 15.00
60 | 8620 | Vitrified floor tile 50x50 cm conforming to IS 15622:2006 group (B1a) | sqm |  | 490.00
60 | 8621 | Vitrified floor tile 60x60 cm | conforming to IS 15622:2006 group (B1a) |  | sqm | 659.72
60 | 8622 | Vitrified floor tile 80x80 cm | conforming to IS 15622:2006 group (B1a) |  | sqm | 850.00
60 | 8623 | Vitrified floor tile 100x100 cm | conforming to IS 15622:2006 group (B1a) |  | sqm | 1390.00
60 | 8624 | "Border tiles 200x75mm size | each |  | 16.00
60 | 8626 | Poly propylene- Random - Co - Polymer (PPR) pipes PN-16 (SDR 7.4) -
60 | 8627 | Poly propylene- Random - Co - Polymer (PPR) pipes PN-16 (SDR 7.4) -
60 | 8628 | Poly propylene- Random - Co - Polymer (PPR) pipes PN-16 (SDR 7.4) -
60 | 8629 | Poly propylene- Random - Co - Polymer (PPR) pipes PN-16 (SDR 7.4) -
60 | 8630 | Poly propylene- Random - Co - Polymer (PPR) pipes PN-10 (SDR 11) -
60 | 8631 | Poly propylene- Random - Co - Polymer (PPR) pipes PN-10 (SDR 11) -
60 | 8632 | Poly propylene- Random - Co - Polymer (PPR) pipes PN-10 (SDR 11) -
60 | 8633 | Poly propylene- Random - Co - Polymer (PPR) pipes PN-10 (SDR 11) -
60 | 8634 | Poly propylene- Random - Co - Polymer (PPR) pipes PN-10 (SDR 11) -
60 | 8635 | Poly propylene- Random - Co - Polymer (PPR) pipes PN-10 (SDR 11) -
60 | 8636 | Chlorinated Polyvinyl - chloride (CPVC) pipe 15 mm outer dia | metre |  | 48.55
60 | 8637 | Chlorinated Polyvinyl - chloride (CPVC) pipe 20 mm outer dia | metre |  | 77.80
60 | 8638 | Chlorinated Polyvinyl - chloride (CPVC) pipe 25 mm outer dia | metre |  | 113.60
60 | 8639 | Chlorinated Polyvinyl - chloride (CPVC) pipe 32 mm outer dia | metre |  | 163.65
60 | 8640 | Chlorinated Polyvinyl - chloride (CPVC) pipe 40 mm outer dia | metre |  | 228.70
60 | 8641 | Chlorinated Polyvinyl - chloride (CPVC) pipe 50 mm outer dia | metre |  | 375.25
60 | 8642 | Chlorinated Polyvinyl - chloride (CPVC) pipe 62.5 mm inner dia | metre |  | 793.30
60 | 8643 | Chlorinated Polyvinyl - chloride (CPVC) pipe 75 mm inner dia | metre |  | 1031.05
60 | 8644 | Chlorinated Polyvinyl - chloride (CPVC) pipe 100 mm inner dia | metre |  | 1466.75
60 | 8645 | Chlorinated Polyvinyl - chloride (CPVC) pipe 150 mm inner dia | metre |  | 3145.15
60 | 8646 | Weather Silicon sealant | cartridge |  | 100.00
61 |  | No.
61 | 8647 | Stainless steel screws 30 mm x4 mm | 100 Nos |  | 32.00
61 | 8648 | Hermetically sealed double glazed unit made with 6 mm thick clear float
61 | 8649 | Stainless steel (SS 304 grade) adjustable friction window stay 205 x 19 mm | each |  | 172.00
61 | 8650 | Stainless steel (SS 304 grade) adjustable friction window stay 255 x 19 mm | each |  | 222.00
61 | 8651 | Stainless steel (SS 304 grade) adjustable friction window stay 355 x 19 mm | each |  | 195.00
61 | 8652 | Stainless steel (SS 304 grade) adjustable friction window stay 510 x 19 mm | each |  | 525.00
61 | 8653 | Stainless steel (SS 304 grade) adjustable friction window stay 710 x 19 mm | each |  | 900.00
61 | 8654 | Masking tape | metre |  | 1.95
61 | 8655 | Autoclaved aerated cement (AAC) blocks | cum |  | 2600.00
61 | 8656 | Gypsum panel 666 X 500 X 100 mm size | sqm |  | 480.00
61 | 8657 | Bonding plaster for Gypsum panel | kg |  | 25.00
61 | 8658 | Precast C&D waste concrete block | 1000 Nos |  | 25150.00
61 | 8659 | Water proof ply 12 mm thick | sqm |  | 517.00
61 | 8660 | Aluminium casement window fastener (Anodised AC 15) | each |  | 44.00
61 | 8661 | Aluminium casement window fastener (powder coated ) | each |  | 47.00
61 | 8662 | Aluminium casement window fastener (polyester powder coated) | each |  | 46.00
61 | 8663 | Aluminium round shape handle (anodised AC 15) outer dia 100 mm | each |  | 53.00
61 | 8664 | Aluminium round shape handle (powder coated) outer dia 100 mm | each |  | 56.00
61 | 8665 | Aluminium round shape handle (polyester powder coated) outer dia
61 | 8666 | Stainless steel screws 25 mm x4 mm | 100 Nos |  | 38.00
61 | 8667 | UV stabilised 2 mm thick plain FRP sheet | sqm |  | 430.00
61 | 8668 | UV stabilised 2 mm thick corrugated FRP sheet | sqm |  | 485.00
61 | 8669 | Mangalore ridge tiles 20 mm thick | each |  | 8.00
61 | 8670 | Mangalore tiles 20 mm thick | each |  | 8.00
61 | 8671 | Precoated galvanised iron profile sheet 0.50 mm TCT | sqm |  | 350.00
61 | 8672 | Precoated galvanised steel plain ridges 0.50 mm TCT and 500-600mm
61 | 8673 | Precoated galvanised steel flashings/aprons 0.50 mm TCT and upto
61 | 8674 | Precoated galvanised steel gutter 600mm overall girth | metre |  | 420.00
61 | 8675 | Precoated galvanised steel north light curves | metre |  | 230.00
61 | 8676 | Precoated galvanised steel barge board (upto 300mm ) | metre |  | 215.00
61 | 8677 | Precoated galvanised steel crimp curve | sqm |  | 230.00
61 | 8678 | 1 mm thick 35 mm wide bright finished stainless steel piano hinges | metre |  | 42.00
61 | 8682 | Epoxy Grout | kg |  | 371.00
61 | 8683 | Red sand stone gang saw cut 30 mm thick | sqm |  | 425.00
61 | 8684 | White sand stone gang saw cut 30 mm thick | sqm |  | 560.00
61 | 8685 | Delineator | each |  | 300.00
61 | 8686 | Precast C.C. Kerb stone M - 25 | cum |  | 5500.00
61 | 8687 | Thermoplastic paint | kg |  | 65.00
61 | 8688 | Glass beads | kg |  | 70.00
61 | 8689 | Interlocking C.C. paver block ( 60 mm thick, M-30) | sqm |  | 400.00
61 | 8690 | High intensity retro - reflective sheet as per IRC 67-2001 | sqm |  | 1300.00
61 | 8691 | Punched tape concertina coil 600 mm dia 10 m openable length (Total
61 | 8692 | RBT reinforced barbed wire | metre |  | 6.50
61 | 8693 | Turn buckle and strengthening bolt | each set |  | 40.00
62 |  | No.
62 | 8694 | Precast pavement slab 450 x 450 x 50 mm (M - 30) | each |  | 135.00
62 | 8695 | Chain link fabric fencing mesh of size 50x50 mm made of G.I. wire of dia
62 | 8696 | Chain link fabric fencing mesh of size 50x50 mm made of G.I. wire of dia
62 | 8697 | Chain link fabric fencing mesh of size 25x25 mm made of G.I. wire of dia
62 | 8698 | Stainless steel cramps(weight 260 grams) with nuts, bolts and washer
62 | 8699 | 8 mm thick tapered edge calcium silicate board | sqm |  | 265.00
62 | 8700 | 10 mm thick calcium silicate board | sqm |  | 420.00
62 | 8701 | SS pipe 304 grades with press fit technology as per JIS 3448 standard
62 | 8702 | Coupling/Socket fittings for 15.88 mm outer dia SS pipe | each |  | 59.00
62 | 8703 | Telescopic drawer channels 300 mm long | set |  | 230.00
62 | 8704 | Stainless steel roller for sliding arrangement in racks/ cupboards/cabinets
62 | 8705 | 50 mmX42 mmX2 mm thick Factory made door frame of PVC extruded
62 | 8706 | 25 mm thick factory made PVC flush door shutter i/c carriage | sqm |  | 1700.00
62 | 8707 | Factory made glass reinforced plastic door frame 90x45 mm i/c carriage | metre |  | 467.00
62 | 8708 | 30 mm thick factory made glass fiber reinforced plastic panel door
62 | 8709 | 30 mm thick factory made solid PVC profile panelled door single piece
62 | 8710 | Factory made solid PVC door frame 60 x 30 mm i/c carriage | metre |  | 315.00
62 | 8711 | 20 mm factory made solid PVC panel door shutter i/c carriage | sqm |  | 2050.00
62 | 8712 | 30 mm thick factory made solid PVC profile panelled door single piece
62 | 8713 | Fiber glass reinforced plastic chajja | sqm |  | 3000.00
62 | 8714 | Magnetic catcher triple strip vertical type | each |  | 24.00
62 | 8715 | Magnetic catcher double strip horizontal type | each |  | 18.00
62 | 8716 | 100 mm mortice lock with 6 levers for aluminium door | each |  | 375.00
62 | 8719 | 2nd class teak wood moulded beading or Taj beading/ornamental
62 | 8720 | Ceiling sections 0.55 mm thick having a knurled web of 51.55 mm and two
62 | 8721 | Perimeter channel having one flange of 20 mm and another flange of
62 | 8722 | Nylon sleeves & wooden screws (40 mm) | each |  | 2.00
62 | 8723 | Counter sunk ribbed head screw 25 mm | 100 Nos |  | 68.00
62 | 8724 | 12 mm thick marine plywood conforming to IS: 710 | sqm |  | 695.00
62 | 8725 | 12 mm thick fire retardant plywood conforming to IS: 5509 | sqm |  | 850.00
62 | 8726 | 1.5 mm thick decorative laminated sheet | sqm |  | 365.00
62 | 8727 | 1.0 mm thick decorative laminated sheet | sqm |  | 280.00
62 | 8730 | 30 mm thick factory made glass fiber reinforced plastic flush door shutter
62 | 8731 | High polymer modified quickset tile adhesive | kg |  | 9.00
62 | 8732 | Synthetic ployster triangular fibre of length 12 mm, effective diameter 10-40
63 |  | No.
63 | 8733 | Synthetic ployster triangular fibre of length 6 mm, effective diameter 10-40 | microns and specific gravity of 1.34 to 1.40 |  | kg | 400.00
63 | 8734 | P.V.C. Single piece extruded door frame of profile size 50 mm x 47mm
63 | 8735 | 35 mm thick factory made solid panel PVC door shutter of single
63 | 8736 | 35 mm thick factory made solid panel PVC door shutter of single
63 | 8737 | Stainless steel wire guage (Grade-304) aperture 1.4 mm and 0.50mm
63 | 8738 | Factory made door frame fire rated (60 minutes) made with 16 SWG G.I. Sheet of section 143 mm x 57 mm duly filled with vermuculite
63 | 8739 | Fire rated door shuttere made with 16 SWG G.I. sheet (60 minutes)
63 | 8740 | Fire seal Putty | kg |  | 295.00
63 | 8741 | Clear fire resistant glass panes 6mm thick (60 minutes) | sqm |  | 21500.00
63 | 8742 | G.I. U beading of 16 SWG G.I. sheet (zinc coating >120gm/ m²) with
63 | 8743 | Matrix Mineral Board | metre |  | 68.00
63 | 8744 | Panic Bar / latch (Double point) | each |  | 5200.00
63 | 8745 | 65 mm x 55 mm x 2 mm thick Factory made door frame of PVC
63 | 8746 | 37 mm thick Factory made shutter with style,rails and panels of PVC
63 | 8747 | 75 mm x 53 mm x 2.0 mm thick Factory made door frame of PVC
63 | 8748 | 37 mm thick Factory made fusion welded shutter with style, rails and
63 | 8749 | Zinc alloy (white powder coated) touch lock with hook for wire mesh shutter | each |  | 120.00
63 | 8750 | Zinc alloy (white powder coated) casement handle for uPVC window/door | each |  | 130.00
63 | 8751 | Zinc alloy (white powder coated) touch lock withhook for uPVC window/door | each |  | 105.00
63 | 8752 | Zinc alloy body with single nylon roller (weight bearing capacity to be
63 | 8753 | Stainless Steel (SS - 304) with adjustable double nylon roller (weight
63 | 8754 | Zinc alloy (white powder coated) cresent lock for uPVC sliding door/window | each |  | 115.00
63 | 8757 | Stainless steel friction hinges (SS-304 grade) size 300 x 19 x 1.9 mm for
63 | 8758 | Stainless steel friction hinges (SS-304 grade) size 350 x 19 x 1.9 mm for
63 | 8759 | Stainless steel friction hinges (SS-304 grade) size 400 x 19 x 1.9 mm for
63 | 8760 | Glass panes of required thickness having 60 minutes of fire resistance both integrity and radiation control (EW 60) and minimum 20 minutes of
63 | 8761 | Scaffolding net made of high density polyethylene UV stabilized having
63 | 8772 | Aluminium Track on bottom rail for uPVC window | metre |  | 30.00
63 | 8773 | Wool pile/ weather pile strip for uPVC sliding window | metre |  | 20.00
63 | 8774 | Aluminium Grill as per IS 1868 | kg |  | 260.00
63 | 8775 | Steel Galvanised tubular reinforcement for uPVC door/ window | metre |  | 60.00
63 | 8776 | Stainless steel dash fastener of 8 mm dia and 75 mm long bolt | each |  | 15.00
64 |  | No.
64 | 8777 | GI Fastener 100x8 mm | each |  | 15.00
64 | 8778 | Toughened glass 12 mm thickness | sqm |  | 1747.00
64 | 8779 | SS pipe 304 grades with press fit technology as per JIS 3448 standard
64 | 8780 | SS pipe 304 grades with press fit technology as per JIS 3448 standard
64 | 8781 | SS pipe 304 grades with press fit technology as per JIS 3448 standard
64 | 8782 | SS pipe 304 grades with press fit technology as per JIS 3448 standard
64 | 8783 | SS pipe 304 grades with press fit technology as per JIS 3448 standard
64 | 8784 | 8 mm thick Calcium silicate perforated tiles of size 595 x595 mm | sqm |  | 833.00
64 | 8785 | Interlocking C.C. paver block ( 80 mm thick, M-30) | sqm |  | 470.00
64 | 8786 | Coupling/Socket fittings for 22.22 mm outer dia SS pipe | each |  | 63.00
64 | 8787 | Coupling/Socket fittings for 28.58 mm outer dia SS pipe | each |  | 89.00
64 | 8788 | Coupling/Socket fittings for 34.00 mm outer dia SS pipe | each |  | 131.00
64 | 8789 | Coupling/Socket fittings for 42.70 mm outer dia SS pipe | each |  | 158.00
64 | 8790 | Coupling/Socket fittings for 48.60 mm outer dia SS pipe | each |  | 180.00
64 | 8791 | Reducer for 22.22 mm X 15.88 mm outer Dia SS pipe | each |  | 103.00
64 | 8792 | Reducer for 28.58 mm X 15.88 mm outer Dia SS pipe | each |  | 141.00
64 | 8793 | Reducer for 28.58 mm X 22.22 mm outer Dia SS pipe | each |  | 145.00
64 | 8794 | Reducer for 34.00 mm X 15.88 mm outer Dia SS pipe | each |  | 184.00
64 | 8795 | Reducer for 34.00 mm X 22.22 mm outer Dia SS pipe | each |  | 187.00
64 | 8796 | Reducer for 34.00 mm X 28.58 mm outer Dia SS pipe | each |  | 190.00
64 | 8797 | Reducer for 42.70 mm X 15.88 mm outer Dia SS pipe | each |  | 359.00
64 | 8798 | Reducer for 42.70 mm X 22.22 mm outer Dia SS pipe | each |  | 362.00
64 | 8799 | Reducer for 42.70 mm X 28.58 mm outer Dia SS pipe | each |  | 362.00
64 | 8800 | Reducer for 42.70 mm X 34.00 mm outer Dia SS pipe | each |  | 387.00
64 | 8801 | Reducer for 48.60 mm X 15.88 mm outer Dia SS pipe | each |  | 410.00
64 | 8802 | Reducer for 48.60 mm X 22.22 mm outer Dia SS pipe | each |  | 410.00
64 | 8803 | Reducer for 48.60 mm X 28.58 mm outer Dia SS pipe | each |  | 410.00
64 | 8804 | Reducer for 48.60 mm X 34.00 mm outer Dia SS pipe | each |  | 410.00
64 | 8805 | Reducer for48.60 mm X 42.70 mm outer Dia SS pipe | each |  | 410.00
64 | 8806 | Slip Coupling / Socket 15.88 mm outer dia SS pipe | each |  | 47.00
64 | 8807 | Slip Coupling / Socket 22.22 mm outer dia SS pipe | each |  | 63.00
64 | 8808 | Slip Coupling / Socket 28.58 mm outer dia SS pipe | each |  | 89.00
64 | 8809 | Slip Coupling / Socket 34.00 mm outer dia SS pipe | each |  | 131.00
64 | 8810 | Slip Coupling / Socket 42.70 mm outer dia SS pipe | each |  | 158.00
64 | 8811 | Slip Coupling / Socket 48.60 mm outer dia SS pipe | each |  | 170.00
64 | 8812 | Elbow 90° for 15.88 mm outer dia SS pipe | each |  | 58.00
64 | 8813 | Elbow 90° for 22.22 mm outer dia SS pipe | each |  | 63.00
64 | 8814 | Elbow 90° for 28.58 mm outer dia SS pipe | each |  | 96.00
64 | 8815 | Elbow 90° for 34.00 mm outer dia SS pipe | each |  | 109.00
64 | 8816 | Elbow 90° for 42.70 mm outer dia SS pipe | each |  | 116.00
64 | 8817 | Elbow 90° for 48.60 mm outer dia SS pipe | each |  | 150.00
64 | 8818 | Reducing Elbow 90° for 22.22 mm X 15.88 mm outer dia SS pipe | each |  | 148.00
64 | 8819 | Reducing Elbow 90° for 28.58 mm X 15.88 mm outer dia SS pipe | each |  | 191.00
64 | 8820 | Reducing Elbow 90° for 28.58 mm X 22.22 mm outer dia SS pipe | each |  | 221.00
65 |  | No.
65 | 8821 | Reducing Elbow 90° for 34.00 mm X 22.22 mm outer dia SS pipe | each |  | 287.00
65 | 8822 | Reducing Elbow 90° for 34.00 mm X 28.58 mm outer dia SS pipe | each |  | 345.00
65 | 8823 | Reducing Elbow 90° for 42.70 mm X 34.00 mm outer dia SS pipe | each |  | 179.00
65 | 8824 | Equal Tee for 15.88 mm outer dia SS pipe | each |  | 159.00
65 | 8825 | Equal Tee for 22.22 mm outer dia SS pipe | each |  | 231.00
65 | 8826 | Equal Tee for 28.58 mm outer dia SS pipe | each |  | 273.00
65 | 8827 | Equal Tee for 34.00 mm outer dia SS pipe | each |  | 437.00
65 | 8828 | Equal Tee for 42.70 mm outer dia SS pipe | each |  | 683.00
65 | 8829 | Equal Tee for 48.60 mm outer dia SS pipe | each |  | 887.00
65 | 8830 | Reducing Tee for 22.22 mm X 15.88 mm outer dia SS | each |  | 179.00
65 | 8831 | Reducing Tee for 28.58 mm X 15.88 mm outer dia SS pipe | each |  | 273.00
65 | 8832 | Reducing Tee for 28.58 mm X 22.22 mm outer dia SS pipe | each |  | 273.00
65 | 8833 | Reducing Tee for 34.00 mm X 15.88 mm outer dia SS pipe | each |  | 437.00
65 | 8834 | Reducing Tee for 34.00 mm X 22.22 mm outer dia SS pipe | each |  | 437.00
65 | 8835 | Reducing Tee for 34.00 mm X 28.58 mm outer dia SS pipe | each |  | 437.00
65 | 8836 | Reducing Tee for 42.70 mm X 15.88 mm outer dia SS pipe | each |  | 683.00
65 | 8837 | Reducing Tee for 42.70 mm X 22.22 mm outer dia SS pipe | each |  | 683.00
65 | 8838 | Reducing Tee for 42.70 mm X 28.58 mm outer dia SS pipe | each |  | 683.00
65 | 8839 | Reducing Tee for 42.70 mm X 34.00 mm outer dia SS pipe | each |  | 683.00
65 | 8840 | Reducing Tee for 48.60 mm X 15.88 mm outer dia SS pipe | each |  | 887.00
65 | 8841 | Reducing Tee for 48.60 mm X 22.22 mm outer dia SS pipe | each |  | 887.00
65 | 8842 | Reducing Tee for 48.60 mm X 28.58 mm outer dia SS pipe | each |  | 887.00
65 | 8843 | Reducing Tee for 48.60mm X 34.00 mm outer dia SS pipe | each |  | 887.00
65 | 8844 | Reducing Tee for 48.60mm X 42.70mm outer dia SS pipe | each |  | 887.00
65 | 8845 | Stainless steel Male thread Tee for 15.88 mm outer dia X 15 mm nominal
65 | 8846 | Stainless steel Male thread Tee for 22.22 mm outer dia X 15 mm nomina
65 | 8847 | Stainless steel Male thread Tee for 22.22 mm outer dia X 20 mm nominal
65 | 8849 | Stainless steel Male thread Tee for 28.58 mm outer dia X 20 mm nominal
65 | 8850 | Stainless steel Male thread Tee for 28.58 mm outer dia X 25 mm nominal
65 | 8851 | Stainless steel Male thread Tee for 34.00 mm outer dia X 15 mm nominal
65 | 8852 | Stainless steel Male thread Tee for 34.00 mm outer dia X 20 mm nominal
65 | 8853 | Stainless steel Male thread Tee for 34.00 mm outer dia X 25 mm nominal
65 | 8854 | Stainless steel Male thread Tee for 34.00 mm outer dia X 32 mm nominal
65 | 8855 | Stainless steel Male thread Tee for 42.70 mm outer dia X 15 mm nominal
65 | 8856 | Stainless steel Male thread Tee for 42.70 mm outer dia X 20 mm nominal
65 | 8857 | Stainless steel Male thread Tee for 42.70 mm outer dia X 25 mm nominal
66 |  | No.
66 | 8858 | Stainless steel Male thread Tee for 42.70 mm outer dia X 32 mm
66 | 8859 | Stainless steel Male thread Tee for 42.70 mm outer dia X 40 mm
66 | 8860 | Stainless steel Male thread Tee for 48.60 mm outer dia X 15 mm
66 | 8861 | Stainless steel Male thread Tee for 48.60 mm outer dia X 20 mm
66 | 8862 | Stainless steel Male thread Tee for 48.60 mm outer dia X 25 mm
66 | 8863 | Stainless steel Male thread Tee for 48.60 mm outer dia X 32 mm
66 | 8864 | Stainless steel Male thread Tee for 48.60 mm outer dia X 40 mm
66 | 8865 | Stainless steel Male thread Tee for 48.60 mm outer dia X 50 mm
66 | 8866 | Stainless steel Female thread Tee for 15.88 mm outer dia X 15 mm
66 | 8867 | Stainless steel Female thread Tee for 22.22 mm outer dia X 15 mm
66 | 8868 | Stainless steel Female thread Tee for 22.22 mm outer dia X 20 mm
66 | 8869 | Stainless steel Female thread Tee for 28.58 mm outer dia X 15 mm
66 | 8870 | Stainless steel Female thread Tee for 28.58 mm outer dia X 20 mm
66 | 8871 | Stainless steel Female thread Tee for 28.58 mm outer dia X 25 mm
66 | 8872 | Stainless steel Female thread Tee for 34.00 mm outer dia X 15 mm
66 | 8873 | Stainless steel Female thread Tee for 34.00 mm outer dia X 20 mm
66 | 8874 | Stainless steel Female thread Tee for 34.00 mm outer dia X 25 mm
66 | 8875 | Stainless steel Female thread Tee for 34.00 mm outer dia X 32 mm
66 | 8876 | Stainless steel Female thread Tee for 42.70 mm outer dia X 15 mm
66 | 8877 | Stainless steel Female thread Tee for 42.70 mm outer dia X 20 mm
66 | 8878 | Stainless steel Female thread Tee for 42.70 mm outer dia X 25 mm
66 | 8879 | Stainless steel Female thread Tee for 42.70 mm outer dia X 32 mm
66 | 8880 | Stainless steel Female thread Tee for 42.70 mm outer dia X 40 mm
66 | 8881 | Stainless steel Female thread Tee for 48.60 mm outer dia X 15 mm
66 | 8882 | Stainless steel Female thread Tee for 48.60 mm outer dia X 20 mm
66 | 8883 | Stainless steel Female thread Tee for 48.60 mm outer dia X 25 mm
67 |  | No.
67 | 8884 | Stainless steel Female thread Tee for 48.60 mm outer dia X 32 mm
67 | 8885 | Stainless steel Female thread Tee for 48.60 mm outer dia X 40 mm
67 | 8886 | Stainless steel Female thread Tee for 48.60 mm outer dia X 50 mm
67 | 8887 | Stainless steel Female threaded Connector/Adapter for 15.88 mm
67 | 8888 | Stainless steel Female threaded Connector/Adapter for 22.22 mm
67 | 8889 | Stainless steel Female threaded Connector/Adapter for 22.22 mm
67 | 8890 | Stainless steel Female threaded Connector/Adapter for 28.58 mm
67 | 8891 | Stainless steel Female threaded Connector/Adapter for 28.58 mm
67 | 8892 | Stainless steel Female threaded Connector/Adapter for 28.58 mm
67 | 8893 | Stainless steel Female threaded Connector/Adapter for 34.00 mm
67 | 8894 | Stainless steel Female threaded Connector/Adapter for 34.00 mm
67 | 8898 | Stainless steel Female threaded Connector/Adapter for 48.60 mm
67 | 8899 | Stainless steel Male threaded Connector/Adapter for 15.88 mm
67 | 8901 | Stainless steel Male threaded Connector/Adapter for 22.22 mm
67 | 8904 | Stainless steel Male threaded Connector/Adapter for 34.00 mm
67 | 8905 | Stainless steel Male threaded Connector/Adapter for 34.00 mm
67 | 8906 | Stainless steel Male threaded Connector/Adapter for 42.70 mm
67 | 8907 | Stainless steel Male threaded Connector/Adapter for 42.70 mm outer
67 | 8908 | Stainless steel Male threaded Connector/Adapter for 48.60 mm outer
67 | 8909 | Stainless steel Male threaded Connector/Adapter for 48.60 mm outer
68 |  | No.
68 | 8910 | Stainless steel Valve Connector for 15.88 mm outer dia X 15 mm
68 | 8911 | Stainless steel Valve Connector for 22.22 mm outer dia X 15 mm
68 | 8912 | Stainless steel Valve Connector for 22.22 mm outer dia X 20 mm
68 | 8913 | Stainless steel Valve Connector for 28.58 mm outer dia X 25 mm
68 | 8914 | Stainless steel Valve Connector for 34.00 mm outer dia X 32 mm
68 | 8915 | Stainless steel Valve Connector for 42.70 mm outer dia X 40 mm
68 | 8916 | Stainless steel Valve Connector for 48.60 mm outer dia X 50 mm
68 | 8917 | SS Female Threaded Elbow 90o for 15.88 mm outer dia X 15 mm
68 | 8918 | Stainless steel Female Threaded Elbow 90o for 22.22 mm outer dia X 15 mm | nominal dia threaded |  | each | 191.00
68 | 8919 | Stainless steel Female Threaded Elbow 90o for 22.22 mm outer dia
68 | 8920 | Stainless steel Female Threaded Elbow 90o for 28.58 mm outer dia
68 | 8921 | Stainless steel Female Threaded Elbow 90o for 34.00 mm outer dia
68 | 8922 | Stainless steel Female Threaded Elbow 90o for 42.70 mm outer dia
68 | 8923 | Stainless steel Female Threaded Elbow 90o for 42.70 mm outer dia
68 | 8924 | Stainless steel Female Threaded Elbow 90o for 48.60 mm outer dia
68 | 8925 | Stainless steel Female Threaded Elbow 90o for 48.60 mm outer dia
68 | 8927 | Stainless steel Male Threaded Elbow 90o for 22.22 mm outer dia X
68 | 8928 | Stainless steel Male Threaded Elbow 900 for 22.22 mm outer dia X
68 | 8929 | Stainless steel Male Threaded Elbow 900 for 28.58 mm outer dia X
68 | 8930 | Stainless steel MaleThreaded Elbow 900 for 34.00 mm outer dia X
68 | 8931 | Stainless steel Male Threaded Elbow 900 for 34.00 mm outer dia X
68 | 8932 | Stainless steel Male Threaded Elbow 900 for 42.70 mm outer dia X
68 | 8933 | Stainless steel Male Threaded Elbow 900 for 42.70 mm outer dia X
68 | 8934 | Stainless steel Male Threaded Elbow 900 for 48.60 mm outer dia X
68 | 8935 | Stainless steel Male Threaded Elbow 900 for 48.60 mm outer dia X
68 | 8936 | Stainless steel Cap for 15.88 mm outer dia pipe | each |  | 45.00
69 |  | No.
69 | 8937 | Stainless steel Cap for 22.22 mm outer dia pipe | each |  | 64.00
69 | 8938 | Stainless steel Cap for 28.58 mm outer dia pipe | each |  | 84.00
69 | 8939 | Stainless steel Cap for 34.00 mm outer dia pipe | each |  | 163.00
69 | 8940 | Stainless steel Cap for 42.70 mm outer dia pipe | each |  | 236.00
69 | 8941 | Stainless steel Cap for 48.60 mm outer dia pipe | each |  | 299.00
69 | 8942 | Stainless steel Pipe Bridge for 15.88 mm outer dia pipe | each |  | 214.00
69 | 8943 | Stainless steel Pipe Bridge for 22.22 mm outer dia pipe | each |  | 271.00
69 | 8944 | Stainless steel Pipe Bridge for 28.58 mm outer dia pipe | each |  | 407.00
69 | 8945 | 4 Point facade glass bracket without flat head bolts | Nos |  | 3318.00
69 | 8946 | 2 Point facade glass bracket (wall mounted with out flat head bolt) | Nos |  | 1659.00
69 | 8947 | 1 Point facade glass bracket (wall mounted with out flat head bolt) | Nos |  | 1300.00
69 | 8948 | Flate head bolt for brackets of spider glazing | Nos |  | 651.00
69 | 8949 | 400 mm long fin plate without fastners | pair |  | 5931.00
69 | 8953 | Micro Silica | kg |  | 32.00
69 | 8954 | Stop end tubes for diaphragmwall 600 mm dia. | sqm |  | 4.50
69 | 8955 | Driving end tubes for diaphragm wall 600 mm dia. | sqm |  | 72.00
69 | 8960 | Geosynthetic Drainage with | two filtering nonwoven geotextiles |  | having
69 |  | a “W” configuration as longitudinal parallel channels. Minimum
69 |  | thickness to be 7.2mm, with two filtering UV stabilized polypropylene
69 |  | nonwoven geotextile of minimum thickness of 0.75mm having pores
69 |  | of 150 micron and tensile strength of 8.0 kN/m and having plane flow
69 |  | capacity of 2.1 L / (m.s) at hydraulic gradient of 1.0 & 20 kPa pressure,
69 | 8961 | Geosynthetic Drainage Composite having thermobonding a draining core - HDPE geonet comprises of two sets of parallel overlayed ribs integrally connected to have a rhomboidal shape with a polyethylene film and a nonwoven geotextile having mass per unit area 130 g/m2 and tensile strength of 8.0 kN/m having in plane flow capacity of 0.7 L / (m.s) at hydraulic gradient of 1.0 & 20 kPa pressure and tensile
69 | 8962 | Synthetic Geogrid having | Ultimate tensile strength- 100 kN/m |  | sqm | 220.00
69 | 8963 | Synthetic Geogrid | Ultimate tensile strength- 150 kN/m |  | sqm | 230.00
69 | 8964 | Synthetic Geogrid | Ultimate tensile strength- 200 kN/m |  | sqm | 320.00
69 | 8965 | Synthetic Geogrid | Ultimate tensile strength- 250 kN/m |  | sqm | 355.00
69 | 8966 | Synthetic Geogrid Ultimate tensile strength- 300kN/m | sqm |  | 365.00
69 | 8967 | Synthetic Geogrid Ultimate tensile strength- 350kN/m | sqm |  | 370.00
69 | 8968 | Synthetic Geogrid | Ultimate tensile strength- 400kN/m |  | sqm | 475.00
69 | 8969 | Synthetic Geogrid | Ultimate tensile strength- 500kN/m |  | sqm | 535.00
69 | 8970 | Synthetic Geogrid Ultimate tensile strength- 600kN/m | sqm |  | 550.00
69 | 8971 | Synthetic Geogrid Ultimate tensile strength- 700kN/m | sqm |  | 685.00
69 | 8972 | Synthetic Geogrid Ultimate tensile strength- 800kN/m | sqm |  | 750.00
69 | 8973 | Synthetic Geogrid Ultimate tensile strength- 900kN/m | sqm |  | 900.00
69 | 8974 | Synthetic Geogrid | Ultimate tensile strength- 1000kN/m |  | sqm | 1025.00
70 |  | No.
70 | 8975 | Synthetic Geogrid | Ultimate tensile strength- 1100kN/m |  | sqm | 1000.00
70 | 8976 | Synthetic Geogrid Ultimate tensile strength- 1200kN/m | sqm |  | 1088.00
70 |  | 40800, conforming to IS 1254, IS 737, IS 2676, 0.71 mm thick, the
70 |  | 40800, conforming to IS 1254, IS 737, IS 2676, 0.91 mm thick, the
70 | 9001 | C.P. Brass Centre Hole Basin Mixer With Cast Spout | each |  | 1600.00
70 | 9977 | Carriage | L.S. |  | 2.00
70 | 9988 | Carriage and sundries | L.S. |  | 2.00
70 | 9999 | Sundries | L.S. |  | 2.00
71 |  | BASIC RATES
71 |  | 0.4 CARRIAGE CODES
71 |  | (Carriage for 5.0 km lead by Mechanical Transport including loading, Unloading and stacking).
71 |  | No.
71 | 2200 | Steam coal | tonne |  | 120.00
71 | 2201 | Bricks | 1000 Nos |  | 276.72
71 | 2202 | Stone aggregate below 40 mm nominal size | cum |  | 103.77
71 | 2203 | Coarse sand | cum |  | 103.77
71 | 2204 | Timber | cum |  | 118.59
71 | 2205 | Steel | tonne |  | 92.24
71 | 2206 | Stone aggregate 40 mm nominal size and above | cum |  | 112.79
71 | 2207 | Brick tiles | 1000 Nos |  | 166.03
71 | 2208 | Lime | cum |  | 103.77
71 | 2209 | Cement | tonne |  | 92.24
71 | 2211 | Tar bitumen | tonne |  | 103.77
71 | 2215 | Soling stone & masonry stone | cum |  | 122.08
71 | 2216 | Stone blocks white & red sand stone & kota stone slab | tonne |  | 92.24
71 | 2224 | S.W. pipes100 mm dia | 100 metre |  | 138.36
71 | 2225 | S.W. pipes150 mm dia | 100 metre |  | 276.72
71 | 2226 | S.W. pipes200 mm dia | 100 metre |  | 461.19
71 | 2228 | S.W. pipes250 mm dia | 100 metre |  | 790.62
71 | 2229 | S.W. pipes300 mm dia | 100 metre |  | 988.27
71 | 2241 | Good earth | cum |  | 129.71
71 | 2242 | Dump manure | cum |  | 112.79
71 | 2260 | Brick aggregate | cum |  | 112.79
71 | 2261 | Sand | cum |  | 103.77
71 | 2262 | Fly ash | cum |  | 103.77
71 | 2264 | Rubbish | cum |  | 103.77
71 | 2265 | Moorum | cum |  | 103.77
71 | 2266 | Surkhi | cum |  | 103.77
71 | 2267 | Stone dust | cum |  | 103.77
71 | 2268 | Marble dust and marble chips | cum |  | 103.77
71 | 2271 | G.I. pipes below 100 mm dia | tonne |  | 92.24
71 | 2272 | Stainless Steel pipe below 100 mm dia | tonne |  | 92.24
71 | 2273 | A.C.sheet and accessories | tonne |  | 92.24
71 | 2275 | R.C.C. pipes 100 mm dia | 100 metre |  | 226.82
71 |  | BASIC RATES : 0.4 CARRIAGE CODES 62
72 |  | No.
72 | 2281 | R.C.C. pipes 150 mm dia | 100 metre |  | 378.03
72 | 2287 | R.C.C. pipes 250 mm dia | 100 metre |  | 873.84
72 | 2290 | R.C.C. pipes 300 mm dia | 100 metre |  | 1080.08
72 | 2299 | R.C.C. pipes 450 & 500 mm dia | 100 metre |  | 2520.19
72 | 2302 | G.I.sheet and accessories | tonne |  | 92.24
72 | 2303 | R.C.C. pipes 600, 700, 750 & 800 mm dia | 100 metre |  | 3780.28
72 | 2308 | Plaster of paris | tonne |  | 92.24
72 | 2309 | Cast iron fittings | tonne |  | 92.24
72 | 2311 | Red bajri | cum |  | 103.77
72 | 2314 | Barbed wire | tonne |  | 92.24
72 | 2317 | Sludge | cum |  | 112.79
72 | 2319 | Spun iron S & S pipes 100 mm dia | 100 metre |  | 226.82
72 | 2320 | Spun iron S & S pipes 125 mm dia | 100 metre |  | 302.97
72 | 2321 | Spun iron S & S pipes 150 mm dia | 100 metre |  | 378.03
72 | 2322 | Spun iron S & S pipes 200 mm dia | 100 metre |  | 614.93
72 | 2323 | Spun iron S & S pipes 250 mm dia | 100 metre |  | 873.84
72 | 2324 | Spun iron S & S pipes 300 mm dia | 100 metre |  | 1080.08
72 | 2325 | Spun iron S & S pipes 350 mm dia | 100 metre |  | 1512.11
72 | 2326 | Spun iron S & S pipes 400 mm dia | 100 metre |  | 2061.97
72 | 2327 | Spun iron S & S pipes 450 mm dia | 100 metre |  | 2520.19
72 | 2328 | Spun iron S & S pipes 500 mm dia | 100 metre |  | 2520.19
72 | 2329 | Spun iron S & S pipes 600mm dia | 100 metre |  | 3780.28
72 | 2330 | C.I. pipes 500 mm dia | 100 metre |  | 2520.19
72 | 2331 | R.C.C. pipes 900 mm dia | 100 metre |  | 5670.42
72 | 2332 | R.C.C. pipes 1000 mm dia | 100 metre |  | 7560.57
72 | 2333 | R.C.C. pipes 1100 mm dia | 100 metre |  | 7560.57
72 | 2334 | R.C.C. pipes 1200 mm dia | 100 metre |  | 7560.57
72 | 2335 | Jamuna sand | cum |  | 103.77
72 | 2336 | RCC pipe above 1200 mm dia & up to 1800 mm dia | 100 metre |  | 7560.57
72 | 2341 | Pig lead | tonne |  | 92.24
72 | 2342 | Solvent/ Diesel | quintal |  | 10.38
72 | 2343 | Ductile iron pipes (k7) 100 mm dia | 100 metre |  | 226.82
72 | 2344 | Cast iron pipes 150 mm dia | 100 metre |  | 378.03
72 | 2345 | Cast iron pipes 200 mm dia | 100 metre |  | 614.93
72 | 2346 | Cast iron pipes 250 mm dia | 100 metre |  | 873.84
72 |  | BASIC RATES : 0.4 CARRIAGE CODES 63
73 |  | No.
73 | 2347 | Cast iron pipes 300 mm dia | 100 metre |  | 1080.08
73 | 2348 | Cast iron pipes 350 mm dia | 100 metre |  | 1512.11
73 | 2349 | Cast iron pipes 400 mm dia | 100 metre |  | 2061.97
73 | 2350 | Cast iron pipes 450 mm dia | 100 metre |  | 2520.19
73 | 2351 | Cast iron pipes 500 mm dia | 100 metre |  | 2520.19
73 | 2352 | Cast iron pipes 600 mm dia | 100 metre |  | 3780.28
73 | 2353 | Cast iron pipes 700 mm dia | 100 metre |  | 3780.28
73 | 2355 | Cast iron pipes 800 mm dia | 100 metre |  | 3780.28
73 | 2356 | Cast iron pipes 900 mm dia | 100 metre |  | 5670.42
73 | 2357 | Cast iron pipes 1000 mm dia | 100 metre |  | 7560.57
73 | 2358 | Carriage of Bamboo Mat corrugated sheets and accessories | tonne |  | 11500.00
73 |  | BASIC RATES : 0.4 CARRIAGE CODES 64

## 01_Carriage_of_Materials
PDF Page | Code / Item No | Description / Specification | Unit | Quantity | Rate (Rs) | Amount (Rs) | Tag / Remarks
74 |  | CARRIAGE OF MATERIALS
74 | 65
80 |  | 1.1.18 Disposal of moorum/building rubbish/ malba/ similar unserviceable, dismantled or
80 |  | waste material by mechanical transport including loading, transporting, unloading
80 |  | to approved municipal dumping ground for lead upto 10 km for all lifts, complete as
80 |  | per directions of Engineer-in-charge.
80 |  | Note - item to be applicable in urban areas having directions for restricted hours for
80 |  | movement/ plying of load carrying motor vehicle of 3.5 cum or more.
80 |  | Details of cost for 3.00 tirps of 8 cum capacity.
80 |  | LABOUR
80 | 0084 | HIre charges of Diesel Truck - 9 tonne excluding diesel & mobile oil | day | 1.00 | 1500.00 | 1500.00
80 | 0114 | Beldar | day | 6.00 | 558.00 | 3348.00
80 | 1235 | Diesel oil | litre | 12.88 | 73.50 | 946.68
80 | 5001 | Mobil oil (64km/140=0.46 liter) | litre | 0.46 | 315.00 | 144.90
80 | TOTAL |  |  |  |  | 5939.58
80 | Add 15% CPOH on "X" |  |  |  |  | 890.94
80 |  | Cost for 3.00 trips of capacity 8 cum 6830.52
80 |  | Cost per trip of capacity per cum 284.60
80 | Say |  |  |  |  | 284.60
81 |  | 1.0 CARRIAGE OF MATERIALS
81 |  | 1.2 By Manual Labour including loading, unloading and stacking for lead less than 0.50 KM
81 |  | Data Sheet for Analysis of Rates
81 | 0114 | Beldar | day |  | 558.00
81 | 0115 | Coolie | day |  | 558.00
81 |  | The following labour work for 8 hours a day wil carry following material upto 1st 50 metre as given below:
81 | 0114/0115 Beldars (Male/Female) 7.67 Nos. | @ | 558.00 | = | 4279.86 | (X)
81 |  | NOTE : 1.67 extra coolie(Female coolie) will be required for every
81 |  | additional lead of 50 metre 0115 coolie1.67 Nos @
81 |  | additional 50
81 |  | (X) (Y)
81 | Code | Material | Capacity | Net Qty | Unit of | C.P. & | Cost per
81 | No. | per Trip | Payable | rates Rs. | Over | 8 hourscost for | cost for
81 |  | after dedu- | heads |  | day1st 50 | addl. 50 m
81 |  | looseness thereof
81 |  | beyond1st
81 |  | 50 m upto
81 |  | 0.50 km.
81 | 1 | 2 | 3 | 4 | 5 | 6 | 7
81 | 1.2.1 | Lime, moorum, building
81 | rubbish | 35 | 35 | cum | 0.15 | 4921.84 | 140.62
81 | 1.2.2 | Earth | 35 | 28 | cum | 0.15 | 4921.84
81 | 1.2.3 | Manure or sludge | 35 | 32.2 | cum | 0.15 | 4921.84
81 | 1.2.4 | Excavated rock | 35 | 17.5 | cum | 0.15 | 4921.84
81 | 1.2.5 | Sand, stone aggregate below 40 mm nominal
81 | size | 28 | 28 | cum | 0.15 | 4921.84 | 175.78
81 | 1.2.6 | Stone aggregate 40 mm
81 | nominal size and above | 28 | 25.9 | cum | 0.15 | 4921.84 | 190.03
81 | 1.2.7 | Soling stone | 28 | 23.8 | cum | 0.15 | 4921.84
81 | 1.2.8 | Bricks | 15000 Nos 15000 Nos 1000 Nos 0.15 | 4921.84 | 328.12 | 71.44
81 | 1.2.9 | Brick Tiles | 24000 Nos 24000 Nos 1000 Nos 0.15 | 4921.84 | 205.08 | 44.65
81 | 1.2.10 | Steam Coal | 30 tonne | 30 tonne | tonne | 0.15 | 4921.84
82 |  | 1.0 CARRIAGE OF MATERIALS
82 |  | 1.2 By Manual Labour including loading, unloading and stacking for lead less than 0.50 KM
82 |  | Data Sheet for Analysis of Rates
82 | 0114 | Beldar | Day |  | 558.00
82 | 0115 | Coolie | Day |  | 558.00
82 |  | The following labour work for 8 hours a day will carry following material upto 1st 50 metre as given below:
82 |  | 0114 Beldars 9.20 Nos @ | 558.00 | = | 5133.60 | (X)
82 |  | Quantity of material as per column 3 of table below will be carried in 50 metres lead including loading
82 |  | and unloading.
82 |  | NOTE:- 1.35 extra Beldar will be required for every additional lead of 50 metre 0114 coolie 1.35
82 |  | Nos @ | 558.00 | = | 753.30 | (Y)
82 | S. No | Material | Capacity | Net Qty | Unit of | C.P. & | Cost per
82 | per Trip | payable | Rates | Over | 8 hoursCost for | Cost for
82 |  | after | head |  | day1st 50 | addl. 50
82 |  | deduction | @ 15% |  | metres | m or part
82 |  | ness beyond
82 |  | 1st 50 m
82 |  | upto 0.50
82 |  | km
82 | 1 | 2 | 3 | 4 | 5 | 6 | 7
82 | 1.2.11 | Stone blocks,G.I.,C.I. Stainless Steel pipes below 100 mm dia and
82 | other heavy material | 46 t | 46 | tonne | 0.15 | 5903.64 | 128.34
82 | 1.2.12 | Cement | 57.99 t | 57.99 | tonne | 0.15 | 5903.64
82 | 1.2.13 | Steel | 27 t | 27 | tonne | 0.15 | 5903.64
82 | 1.2.14 | Timber | 42 cum | 42 | cum | 0.15 | 5903.64
82 | 1.2.15 | Tar, bitumen etc. | 46 t | 46 | tonne | 0.15 | 5903.64
82 | 1.2.16 | S.W. pipe
82 | 1.2.16.1 | 100 mm dia | 2298 m | 2298 | 100 m | 0.15 | 5903.64
82 | 1.2.16.2 | 150 mm dia | 1398 m | 1398 | 100 m | 0.15 | 5903.64
82 | 1.2.16.3 | 200 mm dia | 999 m | 999 | 100 m | 0.15 | 5903.64
82 | 1.2.16.5 | 250 mm dia | 600 m | 600 | 100 m | 0.15 | 5903.64
82 | 1.2.16.6 | 300 mm dia | 420 m | 420 | 100 m | 0.15 | 5903.64
82 | 1.2.16.7 | 350 mm dia | 300 m | 300 | 100 m | 0.15 | 5903.64
82 | 1.2.16.8 | 400 mm dia | 240 m | 240 | 100 m | 0.15 | 5903.64
82 | 1.2.16.9 | 450 mm dia | 198 m | 198 | 100 m | 0.15 | 5903.64
82 | 1.2.16.10 | 500 mm dia | 162 m | 162 | 100 m | 0.15 | 5903.64
82 | 1.2.16.11 | 600 mm dia | 132 m | 132 | 100 m | 0.15 | 5903.64
82 | 1.2.17 | R.C.C. pipes, Steel cylinder, R.C. pipes, C.I. pipes and unreinforced cement pipes
82 | 1.2.17.1 | 100 mm dia | 1702 m | 1702 | 100 m | 0.15 | 5903.64
82 | 1.2.17.2 | 125 mm dia | 1391 m | 1391 | 100 m | 0.15 | 5903.64
82 | 1.2.17.3 | 150 mm dia | 1208 m | 1208 | 100 m | 0.15 | 5903.64
82 | 1.2.17.4 | 200 mm dia | 805 m | 805 | 100 m | 0.15 | 5903.64
83 | 1 | 2 | 3 | 4 | 5 | 6 | 7
83 | 1.2.17.5 | 250 mm dia | 458 m | 458 | 100 m | 0.15 | 5903.64
83 | 1.2.17.6 | 300 mm dia | 366 m | 366 | 100 m | 0.15 | 5903.64
83 | 1.2.17.7 | 350 mm dia | 256 m | 256 | 100 m | 0.15 | 5903.64
83 | 1.2.17.8 | 400 mm dia | 220 m | 220 | 100 m | 0.15 | 5903.64
83 | 1.2.17.9 | 450 mm & 500 mm dia | 165 m | 165 | 100 m | 0.15 | 5903.64
83 | 1.2.17.10 | 600, 700, 750 & 800 mm dia | 150 m | 150 | 100 m | 0.15 | 5903.64
83 | 1.3 | Loading in or unloading cement from the railway wagons at siding and carrying the same from or into godowns adjacent to the siding, including stacking the same properly in rows upto any height as per direction of Engineer-in-charge, sweeping the wagons and screening the swept cement and filling in bags complete. Details of 23 tonnes of cement LABOUR
83 | 0114 | Beldar | day | 3.75 | 558.00 | 2092.50
83 | 9999 | Sundries Add for sweeping the wagon, screening the swept cement and filling the same in bags | L.S. | 2.62 | 2.00 | 5.24
83 | TOTAL |  |  |  |  | 2097.74 Y
83 | Add 15% CPOH on "Y" |  |  |  |  | 314.66
83 | Cost of 23 tonne |  |  |  |  | 2412.40
83 | Cost of 1 tonne |  |  |  |  | 104.89
83 | Say |  |  |  |  | 104.90
83 | 1.4 | Loading in or unloading from the railway wagons as per direction of Engineer-in- charge :
83 | 1.4.1 | Steel Details of 44 tonnes of steel LABOUR
83 | 0114 | Beldar | day | 10.66 | 558.00 | 5948.28
83 | TOTAL |  |  |  |  | 5948.28 Y
83 | Add 15% CPOH on "Y" |  |  |  |  | 892.24
83 | Cost of 44 tonne |  |  |  |  | 6840.52
83 | Cost of 1 tonne |  |  |  |  | 155.47
83 | Say |  |  |  |  | 155.45
83 | 1.4.2 | G.I., C.I., R.C.C. or C.C. pipes upto 500 mm dia and similar heavy materials Details of cost of unloading wagon of 14 tonnes LABOUR
83 | 0114 | Beldar | day | 2.00 | 558.00 | 1116.00
83 | 9999 | Sundries | L.S. | 3.10 | 2.00 | 6.20
83 | TOTAL |  |  |  |  | 1122.20 Y
83 | Add 15% CPOH on "Y" |  |  |  |  | 168.33
83 | Cost of 14 tonne |  |  |  |  | 1290.53
83 | Cost of 1 tonne |  |  |  |  | 92.18
83 | Say |  |  |  |  | 92.20
84 |  | one tonne and R.C.C., C.I. and concrete pipes above 500 mm dia.
84 |  | Details of cost of unloading wagon of 14 tonnes
84 |  | LABOUR
84 | 0114 | Beldar | day | 3.25 | 558.00 | 1813.50
84 | 9999 | Extra for fixing crane including labour involved | L.S. | 91.15 | 2.00 | 182.30
84 | 9999 | Sundries | L.S. | 7.40 | 2.00 | 14.80
84 | TOTAL |  |  |  |  | 2010.60 | Y
84 | Add 15% CPOH on "Y" |  |  |  |  | 301.59
84 | Cost of 14 tonne |  |  |  |  | 2312.19
84 | Cost of 1 tonne |  |  |  |  | 165.16
84 | Say |  |  |  |  | 165.15

## 02_Earth_Work
PDF Page | Code / Item No | Description / Specification | Unit | Quantity | Rate (Rs) | Amount (Rs) | Tag / Remarks
86 |  | EARTH WORK
86 | 77
88 | 2.1 | Earth work in surface excavation not exceeding 30 cm in depth but exceeding 1.5 m in width as well as 10 sqm on plan including getting out and disposal of excavated earth upto 50 m and lift upto 1.5 m, as directed by Engineer-in- Charge:
88 | 2.1.1 | All kinds of soil Details of cost for 100 Sqm LABOUR
88 | 0114 | Beldar | day | 6.80 | 558.00 | 3794.40
88 | 0115 | Coolie | day | 5.60 | 558.00 | 3124.80
88 | TOTAL |  |  |  |  | 6919.20 W
88 | Add 1 % Water charges on "W" |  |  |  |  | 69.19
88 | TOTAL |  |  |  |  | 6988.39 | X
88 |  | Add GST on "X" (multiplying factor
88 |  | 0.1405) 981.87
88 | TOTAL |  |  |  |  | 7970.26 | Y
88 | Add 15% CPOH on "Y" |  |  |  |  | 1195.54
88 | TOTAL |  |  |  |  | 9165.80 | Z
88 | Add Cess @ 1% on "Z" |  |  |  |  | 91.66
88 | Cost of 100 sqm |  |  |  |  | 9257.46
88 | Cost of 1 sqm |  |  |  |  | 92.57
88 | Say |  |  |  |  | 92.55
88 | 2.2 | Earth work in rough excavation, banking excavated earth in layers not exceeding 20cm in depth, breaking clods, watering, rolling each layer with ½ tonne roller or wooden or steel rammers, and rolling every 3rd and top-most layer with power roller of minimum 8 tonnes and dressing up in embankments for roads, flood banks, marginal banks and guide banks or filling up ground depressions, lead upto 50 m and lift upto 1.5 m :
88 | 2.2.1 | All kinds of soil Details of cost for 10 cum. LABOUR
88 | 0114 | Beldar | day | 5.90 | 558.00 | 3292.20
88 | 0115 | Coolie | day | 3.60 | 558.00 | 2008.80
88 | 0101 | Bhisti | day | 0.40 | 617.00 | 246.80
88 | 0113 | Chowkidar | day | 0.008 | 558.00 | 4.46
88 |  | Roller charges (one roller does
88 |  | 1850 sqm. Of consolidation per day)
88 | 0003 | Hire charges of Diesel Road Roller - 8 to 10 tonne | day | 0.008 | 3000.00 | 24.00
88 | 9999 | Sundries | L.S. | 2.73 | 2.00 | 5.46
88 | TOTAL |  |  |  |  | 5581.72 | W
88 | Add 1 % Water charges on "W" |  |  |  |  | 55.82
88 | TOTAL |  |  |  |  | 5637.54 | X
88 |  | Add GST on "X" (multiplying factor
88 |  | 0.1405) 792.07
88 | TOTAL |  |  |  |  | 6429.62 | Y
88 | Add 15% CPOH on "Y" |  |  |  |  | 964.44
88 | TOTAL |  |  |  |  | 7394.06 | Z
88 | Add Cess @ 1% on "Z" |  |  |  |  | 73.94
88 | Cost of 10 cum. |  |  |  |  | 7468.00
88 | Cost of 1 cum. |  |  |  |  | 746.80
88 | Say |  |  |  |  | 746.80
89 | 2.3 | Banking excavated earth in layers not exceeding 20 cm in depth, breaking clods, watering, rolling each layer with ½ tonne roller, or wooden or steel rammers, and rolling every 3rd and top-most layer with power roller of minimum 8 tonnes and dressing up, in embankments for roads, flood banks, marginal banks, and guide banks etc., lead upto 50 m and lift upto 1.5 m :
89 | 2.3.1 | All kinds of soil Details of cost for 10 cum. LABOUR
89 | 0114 | Beldar | day | 2.20 | 558.00 | 1227.60
89 | 0115 | Coolie | day | 3.60 | 558.00 | 2008.80
89 | 0101 | Bhisti | day | 0.40 | 617.00 | 246.80
89 |  | Roller charges (one roller does
89 |  | 1850 sqm. Of consolidation per day)
89 | 0003 | Hire charges of Diesel Road Roller - 8 to 10 tonne | day | 0.008 | 3000.00 | 24.00
89 | 0113 | Chowkidar | day | 0.008 | 558.00 | 4.46
89 | 9999 | Sundries | L.S. | 2.73 | 2.00 | 5.46
89 | TOTAL |  |  |  |  | 3517.12 | W
89 | Add 1 % Water charges on "W" |  |  |  |  | 35.17
89 | TOTAL |  |  |  |  | 3552.30 | X
89 |  | Add GST on "X" (multiplying factor
89 |  | 0.1405) 499.10
89 | TOTAL |  |  |  |  | 4051.39 | Y
89 | Add 15% CPOH on "Y" |  |  |  |  | 607.71
89 | TOTAL |  |  |  |  | 4659.10 | Z
89 | Add Cess @ 1% on "Z" |  |  |  |  | 46.59
89 | Cost of 10 cum. |  |  |  |  | 4705.69
89 | Cost of 1 cum. |  |  |  |  | 470.57
89 | Say |  |  |  |  | 470.55
89 | 2.4 | Deduct for not rolling with power roller of minimum 8 tonnes for banking excavated earth in layers not exceeding 20 cm in depth. Details of cost for 10 cum. LABOUR
89 | 0113 | Chowkidar | day | 0.008 | 558.00 | 4.46
89 | 0003 | Hire charges of Diesel Road Roller - 8 to 10 tonne | day | 0.008 | 3000.00 | 24.00
89 | 9999 | Sundries | L.S. | 1.82 | 2.00 | 3.64
89 | TOTAL |  |  |  |  | 32.10 | W
89 | Add 1 % Water charges on "W" |  |  |  |  | 0.32
89 | TOTAL |  |  |  |  | 32.43 | X
89 |  | Add GST on "X" (multiplying factor
89 |  | 0.1405) 4.56
89 | TOTAL |  |  |  |  | 36.98 | Y
89 | Add 15% CPOH on "Y" |  |  |  |  | 5.55
89 | TOTAL |  |  |  |  | 42.53 | Z
89 | Add Cess @ 1% on "Z" |  |  |  |  | 0.43
89 | Cost of 10 cum. |  |  |  |  | 42.95
89 | Cost of 1 cum. |  |  |  |  | 4.30
89 | Say |  |  |  |  | 4.30
90 | 2.5 | Deduct for not watering the excavated earth for banking Details of cost for 10 cum. LABOUR
90 | 0101 | Bhisti | day | 0.40 | 617.00 | 246.80
90 | TOTAL |  |  |  |  | 246.80 W
90 | Add 1 % Water charges on "W" |  |  |  |  | 2.47
90 | TOTAL |  |  |  |  | 249.27 | X
90 |  | Add GST on "X" (multiplying factor
90 |  | 0.1405) 35.02
90 | TOTAL |  |  |  |  | 284.29 | Y
90 | Add 15% CPOH on "Y" |  |  |  |  | 42.64
90 | TOTAL |  |  |  |  | 326.93 | Z
90 | Add Cess @ 1% on "Z" |  |  |  |  | 3.27
90 | Cost of 10 cum. |  |  |  |  | 330.20
90 | Cost of 1 cum. |  |  |  |  | 33.02
90 | Say |  |  |  |  | 33.00
90 | 2.6 | Earth work in excavation by mechanical means (Hydraulic excavator)/manual means over areas (exceeding 30 cm in depth, 1.5 m in width as well as 10 sqm on plan) including getting out and disposal of excavated earth lead upto 50 m and lift upto 1.5 m, as directed by Engineer-in-charge.
90 | 2.6.1 | All kinds of soil Details of cost for 10 cum. Average output of Hydraulic Excavator per hour = 30cum. MACHINERY
90 | 0020 | Hydraulic Excavator (3D) with driver and fuel. | day | 0.041 | 7000.00 | 287.00
90 | 0018 | Hire and running charges of loader. | day | 0.041 | 5000.00 | 205.00
90 |  | LABOUR
90 | 0128 | Mate | day | 0.32 | 617.00 | 197.44
90 | 0115 | Coolie | day | 1.20 | 558.00 | 669.60
90 | TOTAL |  |  |  |  | 1359.04 | W
90 | Add 1 % Water charges on "W" |  |  |  |  | 13.59
90 | TOTAL |  |  |  |  | 1372.63 | X
90 |  | Add GST on "X" (multiplying factor
90 |  | 0.1405) 192.85
90 | TOTAL |  |  |  |  | 1565.48 | Y
90 | Add 15% CPOH on "Y" |  |  |  |  | 234.82
90 | TOTAL |  |  |  |  | 1800.31 | Z
90 | Add Cess @ 1% on "Z" |  |  |  |  | 18.00
90 | Cost of 10 cum. |  |  |  |  | 1818.31
90 | Cost of 1 cum. |  |  |  |  | 181.83
90 | Say |  |  |  |  | 181.85
90 | 2.7 | Earth work in excavation by mechanical means (Hydraulic excavator)/manual means over areas (exceeding 30 cm in depth, 1.5 m in width as well as 10 sqm on plan) including getting out and disposal of excavated earth lead upto 50 m and lift upto 1.5 m, as directed by Engineer-in-charge.
91 | 2.7.1 | Ordinary rock Details of cost for 10 cum. MACHINERY
91 | 0020 | Hydraulic Excavator (3D) with driver and fuel. | day | 0.063 | 7000.00 | 441.00
91 | 0017 | Hire and running charges of tipper | day | 0.063 | 1700.00 | 107.10
91 | 0132 | Rock Excavator | day | 0.705 | 558.00 | 393.39
91 | 0133 | Rock Breaker | day | 1.59 | 558.00 | 887.22
91 | 0134 | Rock Hole Driller | day | 0.355 | 558.00 | 198.09
91 |  | LABOUR
91 | 0114 | Beldar | day | 0.50 | 558.00 | 279.00
91 | 0115 | Coolie | day | 0.55 | 558.00 | 306.90
91 | 9999 | Sundries | L.S. | 10.79 | 2.00 | 21.58
91 | TOTAL |  |  |  |  | 2634.28 | W
91 | Add 1 % Water charges on "W" |  |  |  |  | 26.34
91 | TOTAL |  |  |  |  | 2660.62 | X
91 |  | Add GST on "X" (multiplying factor
91 |  | 0.1405) 373.82
91 | TOTAL |  |  |  |  | 3034.44 | Y
91 | Add 15% CPOH on "Y" |  |  |  |  | 455.17
91 | TOTAL |  |  |  |  | 3489.61 | Z
91 | Add Cess @ 1% on "Z" |  |  |  |  | 34.90
91 | Cost of 10 cum. |  |  |  |  | 3524.50
91 | Cost of 1 cum. |  |  |  |  | 352.45
91 | Say |  |  |  |  | 352.45
91 | 2.7.2 | Hard rock (requiring blasting) Details of cost for 10 cum. MACHINERY
91 | 0020 | Hydraulic Excavator (3D) with driver and fuel. | day | 0.125 | 7000.00 | 875.00
91 | 0017 | Hire and running charges of tipper | day | 0.125 | 1700.00 | 212.50
91 | 0132 | Rock Excavator | day | 1.06 | 558.00 | 591.48
91 | 0133 | Rock Breaker | day | 2.825 | 558.00 | 1576.35
91 | 0134 | Rock Hole Driller | day | 0.885 | 558.00 | 493.83
91 |  | LABOUR
91 | 0114 | Beldar | day | 0.45 | 558.00 | 251.10
91 | 0115 | Coolie | day | 0.55 | 558.00 | 306.90
91 | 0325 | Blasting powder | kilogram | 3.93 | 40.00 | 157.20
91 | 0326 | Blasting fuse (fuse wire) | each | 4.00 | 15.00 | 60.00
91 | 9999 | Sundries | L.S. | 16.12 | 2.00 | 32.24
91 | TOTAL |  |  |  |  | 4556.60 W
91 | Add 1 % Water charges on "W" |  |  |  |  | 45.57
91 | TOTAL |  |  |  |  | 4602.17 | X
91 |  | Add GST on "X" (multiplying factor
91 |  | 0.1405) 646.60
91 | TOTAL |  |  |  |  | 5248.77 | Y
91 | Add 15% CPOH on "Y" |  |  |  |  | 787.32
91 | TOTAL |  |  |  |  | 6036.09 | Z
91 | Add Cess @ 1% on "Z" |  |  |  |  | 60.36
91 | Cost of 10 cum. |  |  |  |  | 6096.45
91 | Cost of 1 cum. |  |  |  |  | 609.64
91 | Say |  |  |  |  | 609.65
92 | 2.7.3 | Hard rock (blasting prohibited) Details of cost for 10 cum. MACHINERY
92 | 0020 | Hydraulic Excavator (3D) with driver and fuel. | day | 0.125 | 7000.00 | 875.00
92 | 0017 | Hire and running charges of tipper | day | 0.125 | 1700.00 | 212.50
92 | 0132 | Rock Excavator | day | 2.47 | 558.00 | 1378.26
92 | 0133 | Rock Breaker | day | 6.00 | 558.00 | 3348.00
92 | 0135 | Stone Chiseller | day | 1.06 | 617.00 | 654.02
92 | 0103 | Blacksmith 2nd class | day | 0.175 | 679.00 | 118.83
92 | 0114 | Beldar | day | 0.75 | 558.00 | 418.50
92 | 0115 | Coolie | day | 1.00 | 558.00 | 558.00
92 | 9999 | Sundries | L.S. | 16.12 | 2.00 | 32.24
92 | TOTAL |  |  |  |  | 7595.35 W
92 | Add 1 % Water charges on "W" |  |  |  |  | 75.95
92 | TOTAL |  |  |  |  | 7671.30 | X
92 |  | Add GST on "X" (multiplying factor
92 |  | 0.1405) 1077.82
92 | TOTAL |  |  |  |  | 8749.12 | Y
92 | Add 15% CPOH on "Y" |  |  |  |  | 1312.37
92 | TOTAL |  |  |  |  | 10061.48 | Z
92 | Add Cess @ 1% on "Z" |  |  |  |  | 100.61
92 | Cost of 10 cum. |  |  |  |  | 10162.10
92 | Cost of 1 cum. |  |  |  |  | 1016.21
92 | Say |  |  |  |  | 1016.20
92 | 2.8 | Earth work in excavation by mechanical means (Hydraulic excavator) / manual means in foundation trenches or drains (not exceeding 1.5 m in width or 10 sqm on plan), including dressing of sides and ramming of bottoms, lift upto 1.5 m, including getting out the excavated soil and disposal of surplus excavated soil as directed, within a lead of 50 m.
92 | 2.8.1 | All kinds of soil. Details of cost for 10 cum. MACHINERY
92 | 0020 | Hydraulic Excavator (3D) with driver and fuel. | day | 0.04125 | 7000.00 | 288.75
92 | 0018 | Hire and running charges of loader. | day | 0.04125 | 5000.00 | 206.25
92 |  | LABOUR
92 | 0128 | Mate | day | 0.40 | 617.00 | 246.80
92 | 0115 | Coolie | day | 2.05 | 558.00 | 1143.90
92 | TOTAL |  |  |  |  | 1885.70 | W
92 | Add 1 % Water charges on "W" |  |  |  |  | 18.86
92 | TOTAL |  |  |  |  | 1904.56 | X
92 |  | Add GST on "X" (multiplying factor
92 |  | 0.1405) 267.59
92 | TOTAL |  |  |  |  | 2172.15 | Y
92 | Add 15% CPOH on "Y" |  |  |  |  | 325.82
92 | TOTAL |  |  |  |  | 2497.97 | Z
92 | Add Cess @ 1% on "Z" |  |  |  |  | 24.98
92 | Cost of 10 cum. |  |  |  |  | 2522.95
92 | Cost of 1 cum. |  |  |  |  | 252.29
92 | Say |  |  |  |  | 252.30
93 | 2.9 | Excavation work by mechanical means (Hydraulic excavator)/ manual means in foundation trenches or drains (not exceeding 1.5m in width or 10 sqm on plan), including dressing of sides and ramming of bottoms, lift upto 1.5 m, including getting out the excavated soil and disposal of surplus excavated soils as directed, within a lead of 50 m.
93 | 2.9.1 | Ordinary rock Details of cost for 10 cum. MACHINERY
93 | 0020 | Hydraulic Excavator (3D) with driver and fuel. | day | 0.0625 | 7000.00 | 437.50
93 | 0017 | Hire and running charges of tipper | day | 0.0625 | 1700.00 | 106.25
93 |  | LABOUR
93 | 0132 | Rock Excavator | day | 0.885 | 558.00 | 493.83
93 | 0133 | Rock Breaker | day | 1.765 | 558.00 | 984.87
93 | 0134 | Rock Hole Driller | day | 0.53 | 558.00 | 295.74
93 | 0114 | Beldar | day | 0.50 | 558.00 | 279.00
93 | 0115 | Coolie | day | 1.30 | 558.00 | 725.40
93 | 9999 | Sundries | L.S. | 13.52 | 2.00 | 27.04
93 | TOTAL |  |  |  |  | 3349.63 | W
93 | Add 1 % Water charges on "W" |  |  |  |  | 33.50
93 | TOTAL |  |  |  |  | 3383.13 | X
93 |  | Add GST on "X" (multiplying factor
93 |  | 0.1405) 475.33
93 | TOTAL |  |  |  |  | 3858.46 | Y
93 | Add 15% CPOH on "Y" |  |  |  |  | 578.77
93 | TOTAL |  |  |  |  | 4437.22 | Z
93 | Add Cess @ 1% on "Z" |  |  |  |  | 44.37
93 | Cost of 10 cum. |  |  |  |  | 4481.60
93 | Cost of 1 cum. |  |  |  |  | 448.16
93 | Say |  |  |  |  | 448.15
93 | 2.9.2 | Hard rock (requiring blasting) Details of cost for 10 cum. MACHINERY
93 | 0020 | Hydraulic Excavator (3D) with driver and fuel. | day | 0.125 | 7000.00 | 875.00
93 | 0017 | Hire and running charges of tipper | day | 0.125 | 1700.00 | 212.50
93 |  | LABOUR
93 | 0132 | Rock Excavator | day | 1.24 | 558.00 | 691.92
93 | 0133 | Rock Breaker | day | 3.00 | 558.00 | 1674.00
93 | 0134 | Rock Hole Driller | day | 1.06 | 558.00 | 591.48
93 | 0114 | Beldar | day | 0.50 | 558.00 | 279.00
93 | 0115 | Coolie | day | 1.30 | 558.00 | 725.40
93 | 0325 | Blasting powder | kilogram | 6.42 | 40.00 | 256.80
93 | 0326 | Blasting fuse (fuse wire) | each | 7.00 | 15.00 | 105.00
94 | 9999 | Sundries | L.S. | 18.85 | 2.00 | 37.70
94 | TOTAL |  |  |  |  | 5448.80 | W
94 | Add 1 % Water charges on "W" |  |  |  |  | 54.49
94 | TOTAL |  |  |  |  | 5503.29 | X
94 |  | Add GST on "X" (multiplying factor
94 |  | 0.1405) 773.21
94 | TOTAL |  |  |  |  | 6276.50 | Y
94 | Add 15% CPOH on "Y" |  |  |  |  | 941.47
94 | TOTAL |  |  |  |  | 7217.97 | Z
94 | Add Cess @ 1% on "Z" |  |  |  |  | 72.18
94 | Cost of 10 cum. |  |  |  |  | 7290.15
94 | Cost of 1 cum. |  |  |  |  | 729.02
94 | Say |  |  |  |  | 729.00
94 | 2.9.3 | Hard rock (blasting prohibited) Details of cost for 10 cum. MACHINERY
94 | 0020 | Hydraulic Excavator (3D) with driver and fuel. | day | 0.125 | 7000.00 | 875.00
94 | 0017 | Hire and running charges of tipper | day | 0.125 | 1700.00 | 212.50
94 |  | LABOUR
94 | 0132 | Rock Excavator | day | 2.65 | 558.00 | 1478.70
94 | 0133 | Rock Breaker | day | 6.175 | 558.00 | 3445.65
94 | 0135 | Stone Chiseller | day | 1.06 | 617.00 | 654.02
94 | 0103 | Blacksmith 2nd class | day | 0.175 | 679.00 | 118.83
94 | 0114 | Beldar | day | 0.75 | 558.00 | 418.50
94 | 0115 | Coolie | day | 1.50 | 558.00 | 837.00
94 | 9999 | Sundries | L.S. | 17.94 | 2.00 | 35.88
94 | TOTAL |  |  |  |  | 8076.08 W
94 | Add 1 % Water charges on "W" |  |  |  |  | 80.76
94 | TOTAL |  |  |  |  | 8156.84 | X
94 |  | Add GST on "X" (multiplying factor
94 |  | 0.1405) 1146.04
94 | TOTAL |  |  |  |  | 9302.87 | Y
94 | Add 15% CPOH on "Y" |  |  |  |  | 1395.43
94 | TOTAL |  |  |  |  | 10698.30 | Z
94 | Add Cess @ 1% on "Z" |  |  |  |  | 106.98
94 | Cost of 10 cum. |  |  |  |  | 10805.28
94 | Cost of 1 cum. |  |  |  |  | 1080.53
94 | Say |  |  |  |  | 1080.55
94 | 2.10 | Excavating trenches of required width for pipes, cables, etc including excavation for sockets, and dressing of sides, ramming of bottoms, depth upto 1.5 m, including getting out the excavated soil, and then returning the soil as required, in layers not exceeding 20 cm in depth, including consolidating each deposited layer by ramming, watering, etc. and disposing of surplus excavated soil as directed, within a lead of 50 m :
94 | 2.10.1 | All kinds of soil
95 |  | 2.10.1.1 Pipes, cables etc, not exceeding 80 mm dia.
95 |  | Details of cost for 180m length of a
95 |  | pipe of an average dia. say 40mm.
95 |  | Slope assumed 1 in 200.
95 |  | Earth work and filling-
95 |  | Minimum depth of trench 60cm.
95 |  | Average depth = (0.6+1.5)/2 = 1.05,
95 |  | Width for this depth 0.45 cm,
95 |  | 180x0.45x1.05 = 85.05 cum
95 | 2.8.1 | Rate as per item no. 2.8.1 of
95 | SH: Earth work | cum | 85.05 | 252.30 | 21458.12 | A
95 | 2.25 | Rate as per Item Number 2.25 of
95 | SH: Earth Work | cum | 85.05 | 219.65 | 18681.23 | A
95 | TOTAL |  |  |  |  | 40139.35
95 | Cost of 180m length of pipes |  |  |  |  | 40139.35
95 |  | Cost for 1m. length of pipe 223.00
95 | Say |  |  |  |  | 223.00
95 |  | 2.10.1.2 Pipes, cables etc. exceeding 80 mm dia. but not exceeding 300 mm dia
95 |  | Details of cost for 110m length of a
95 |  | pipe of an average dia. say 200mm.
95 |  | Slope assumed 1 in 200.
95 |  | Earth work and filling- Minimum depth
95 |  | of trench = 0.75+0.20 = 0.95m,
95 |  | Average depth = (1.50+0.95)/2 =
95 |  | 1.225m, Width = 0.40 + 0.20 =
95 |  | 0.60 m, 110x0.60x1.225 = 80.85 cum,
95 |  | 5% for collars = 4.04 cum, Total =
95 |  | 84.89 cum
95 | 2.8.1 | Rate as per item no. 2.8.1 of
95 | SH: Earth work | cum | 84.89 | 252.30 | 21417.75 | A
95 | 2.25 | Rate as per Item Number 2.25 of
95 | SH: Earth Work | cum | 84.89 | 219.65 | 18646.09 | A
95 | TOTAL |  |  |  |  | 40063.84
95 | Cost of 110m length of pipe |  |  |  |  | 40063.84
95 |  | Cost for 1m length of pipe 364.22
95 | Say |  |  |  |  | 364.20
95 |  | 2.10.1.3 Pipes, cables etc. exceeding 300 mm dia but not exceeding 600 mm
95 |  | Details of cost for 60m length of a
95 |  | pipe of an average dia. say 450mm.
95 |  | Slope assumed 1 in 200.
95 |  | Earth work and filling- Minimum depth
95 |  | of trench 0.75+0.45= 1.20m, Average
95 |  | depth = (1.50+1.20)/2 = 1.35, Width =
96 |  | 0.40 + 0.45 = 0.85 m, 60x0.85x1.35 =
96 |  | 68.85 cum, 5% for collars = 3.44 cum,
96 |  | Total = 72.29 cum
96 | 2.8.1 | Rate as per item no. 2.8.1 of
96 | SH: Earth work | cum | 72.29 | 252.30 | 18238.77 | A
96 | 2.25 | Rate as per Item Number 2.25 of
96 | SH: Earth Work | cum | 72.29 | 219.65 | 15878.50 | A
96 | TOTAL |  |  |  |  | 34117.27
96 | Cost of 60m length of pipe |  |  |  |  | 34117.27
96 |  | Cost for 1m length of pipe 568.62
96 | Say |  |  |  |  | 568.60
96 | 2.11 | Extra for excavating trenches for pipes, cables etc. in all kinds of soil for depth exceeding 1.5 m, but not exceeding 3 m. (Rate is over corresponding basic item for depth upto 1.5 metre). Details of cost for 300m length of pipe of an average dia. say 200mm (rate in percentage), Slope assumed 1 in 200. 100x0.60x1.75 = 105.00 cum, 200x 0.60x2.00 = 240.00 cum. Total = 345.00 cum. Collars 5%= 17.25 cum. Total = 362.25 cum.
96 | 2.8.1 | Rate as per item no. 2.8.1 of SH: Earth work | cum | 362.25 | 252.30 | 91395.68
96 | 2.25 | Rate as per Item Number 2.25 of SH: Earth Work | cum | 362.25 | 219.65 | 79568.21
96 |  | 1/2x200x1.60x1 = 160 cum
96 | 2.6.1 | Rate as per Item Number 2.6.1 of SH: Earth Work | cum | 160.00 | 181.85 | 29096.00
96 | 2.25 | Rate as per Item Number 2.25 of SH: Earth Work | cum | 160.00 | 219.65 | 35144.00
96 |  | Extra for additional lift
96 |  | 1/2x200x0.60x1.50 = 135.00 cum
96 |  | Collars 5%=6.75 cum.
96 |  | Total= 141.75 cum
96 | 2.26.1 | Rate as per Item Number 2.26.1 of SH: Earth Work | cum | 141.75 | 90.40 | 12814.20
96 | 2.10.1.2 | Rate as per Item Number 2.10.1.2 of
96 | SH:Earth Work | metre | -300.00 | 364.20 | -109260.00 | Q
96 |  | (Cost for 300 m. length of pipe upto
96 |  | 1.5 m depth)
96 |  | Extra cost for one metre = R/300 462.53
96 |  | Percentage increase over item no
96 |  | 2.10.1.2 =(Rx100)/Q 127.00
96 | Say |  |  |  |  | 127.00
97 | 2.12 | Extra for excavating trenches for pipes, cables, etc, in all kinds of soil for depth exceeding 3 m in depth, but not exceeding 4.5 m. (Rate is over corresponding basic item for depth upto 1.5 metre.) Details of cost for a 100m length of a pipe of an average dia. say 200mm Slope assumed 1 in 200. Earth work and filling- 1x100x0.60x2 = 120 cum Collars 5% = 6 cum. Total = 126 cum.
97 | 2.8.1 | Rate as per item no. 2.8.1 of SH: Earth work | cum | 126.00 | 252.30 | 31789.80
97 | 2.25 | Rate as per item No.2.25 of SH: Earth work Earth work | cum | 126.00 | 219.65 | 27675.90
97 |  | 100x1.60x1.25 = 200 cum
97 | 2.6.1 | Rate as per item no. 2.6.1 of SH: Earth work | cum | 200.00 | 181.85 | 36370.00
97 | 2.25 | Rate as per item No.2.25 of SH: Earth work | cum | 200.00 | 219.65 | 43930.00
97 |  | Extra for additional lift
97 |  | 1x100x0.60x1.50 = 90 cum.
97 |  | 2x0.50x100x0.60x0.50 = 30 cum.
97 |  | Total = 120 cum.
97 |  | Collars 5% = 6 cum.
97 |  | Total = 126 cum
97 |  | SH: Earth work | cum | 126.00 | 90.40 | 11390.40
97 | 2.10.1.2 | Rate as per Item Number 2.10.1.2 of
97 | SH: Earth work | metre | -100.00 | 364.20 | -36420.00 | Q
97 |  | (Cost for 100 m. length of pipe upto
97 |  | 1.5 m depth)
97 |  | Extra cost for one metre = R/100 1147.36
97 |  | Percentage increase over item no
97 |  | 2.10.1.2 =(Rx100)/Q 315.04
97 | Say |  |  |  |  | 315.05
97 | 2.13 | Excavating trenches of required width for pipes, cables, etc, including excavation for sockets, depth upto 1.5 m, including getting out the excavated materials, returning the soil as required in layers not exceeding 20 cm in depth, including consolidating each deposited layers by ramming, watering etc., stacking serviceable material for measurements and disposal of unserviceable material as directed, within a lead of 50 m :
97 | 2.13.1 | Ordinary rock : 2.13.1.1 Pipes, cables etc. not exceeding 80 mm dia Details of cost for 180 m length of a pipe of a average dia. say 40mm.
98 |  | Slope assumed 1:200
98 |  | Excavation-
98 |  | Quantity same as in item No.2.10.1.1
98 | 2.9.1 | Rate as per Item Number 2.9.1 of
98 | SH: Earth Work | cum | 85.05 | 448.15 | 38115.16 | A
98 |  | Refilling, ramming and watering
98 | 2.25 | Rate as per item No.2.25 of
98 | SH: Earth Work | cum | 85.05 | 219.65 | 18681.23 | A
98 |  | Extra labour for ramming of rock
98 | 0114 | Beldar | day | 2.00 | 558.00 | 1116.00
98 | TOTAL |  |  |  |  | 57912.39 | W
98 | Add 1 % Water charges on "W-A" |  |  |  |  | 11.16
98 | TOTAL |  |  |  |  | 57923.55 | X
98 |  | Add GST on "X-A" (multiplying factor
98 |  | 0.1405) 158.37
98 | TOTAL |  |  |  |  | 58081.92 | Y
98 | Add 15% CPOH on "Y-A" |  |  |  |  | 192.83
98 | TOTAL |  |  |  |  | 58274.74 | Z
98 | Add Cess @ 1% on "Z-A" |  |  |  |  | 14.78
98 |  | Cost for 180 m. length of pipe 58289.53
98 |  | Cost for 1m. length of pipe 323.83
98 | Say |  |  |  |  | 323.85
98 |  | 2.13.1.2 Pipes, cables etc. exceeding 80 mm dia but not exceeding 300 mm dia
98 |  | Details of cost for 80 m length of pipe
98 |  | of an average dia. Say 200mm.
98 |  | Slope assumed 1:200
98 |  | Excavation-
98 |  | Minimum depth of trench.
98 |  | 0.75+0.15+0.20 = 1.10m
98 |  | Average depth = (1.10+1.50)/2 = 1.30m
98 |  | Minimum width of trench = 0.90m
98 |  | 80x0.90x1.30 = 93.60 cum.
98 | 2.9.1 | Rate as per item no. 2.9.1 of
98 | SH: Earth Work | cum | 93.60 | 448.15 | 41946.84 | A
98 |  | Refilling, ramming and watering
98 | 2.25 | Rate as per item No.2.25 of
98 | SH: Earth Work | cum | 93.60 | 219.65 | 20559.24 | A
98 |  | Extra labour for ramming of rock
98 | 0114 | Beldar | day | 2.20 | 558.00 | 1227.60
98 | TOTAL |  |  |  |  | 63733.68 | W
98 | Add 1 % Water charges on "W-A" |  |  |  |  | 12.28
98 | TOTAL |  |  |  |  | 63745.96 | X
98 |  | Add GST on "X-A" (multiplying factor
98 |  | 0.1405) 174.20
98 | TOTAL |  |  |  |  | 63920.16 | Y
98 | Add 15% CPOH on "Y-A" |  |  |  |  | 212.11
98 | TOTAL |  |  |  |  | 64132.27 | Z
98 | Add Cess @ 1% on "Z-A" |  |  |  |  | 16.26
98 |  | Cost for 80 m. length of pipe 64148.53
98 |  | Cost for 1m. length of pipe 801.86
98 | Say |  |  |  |  | 801.85
99 |  | 2.13.1.3 Pipes, cables exceeding 300 mm dia but not exceeding 600 mm dia
99 |  | Details of cost for 30 m. length of a
99 |  | pipe of an average dia. say 450mm.
99 |  | Slope assumed 1 in 200.
99 |  | Excavation-
99 |  | Minimum depth of trench.
99 |  | 0.75+0.15+0.45 = 1.35m
99 |  | Average depth = (1.35+1.50)/2 = 1.425m
99 |  | Minimum width of trench = 0.90m
99 |  | 30x0.90x1.425 = 38.475 cum.
99 |  | 5% for collar = 1.924cum
99 |  | Total = 40.399cum
99 | 2.9.1 | Rate as per item no. 2.9.1 of
99 | SH: Earth Work | cum | 40.399 | 448.15 | 18104.81 | A
99 | 2.25 | Rate as per item No.2.25 of
99 | SH: Earth Work | cum | 40.399 | 219.65 | 8873.64 | A
99 | 0114 | Beldar | day | 0.94 | 558.00 | 524.52
99 | TOTAL |  |  |  |  | 27502.97 W
99 | Add 1 % Water charges on "W-A" |  |  |  |  | 5.25
99 | TOTAL |  |  |  |  | 27508.22 | X
99 |  | Add GST on "X-A" (multiplying factor
99 |  | 0.1405) 74.43
99 | TOTAL |  |  |  |  | 27582.65 | Y
99 | Add 15% CPOH on "Y-A" |  |  |  |  | 90.63
99 | TOTAL |  |  |  |  | 27673.28 | Z
99 | Add Cess @ 1% on "Z-A" |  |  |  |  | 6.95
99 |  | Cost for 30 m length of a pipe 27680.23
99 |  | Cost for one m length of a pipe 922.67
99 | Say |  |  |  |  | 922.65
99 | 2.13.2 | Hard rock (requiring blasting) 2.13.2.1 Pipes, cables etc. not exceeding 80 mm dia Details of cost for 180 m length of a pipe of a average dia. say 40mm. Slope assumed 1:200 Excavation- Quantity same as in item No.2.10.1.1
99 | 2.9.2 | Rate as per item no. 2.9.2 of
99 | SH: Earth Work | cum | 85.05 | 729.00 | 62001.45 | A
99 |  | Refilling, ramming and watering
99 | 2.25 | Rate as per item No.2.25 of
99 | SH: Earth Work | cum | 85.05 | 219.65 | 18681.23 | A
99 |  | Extra labour for ramming of rock
100 | 0114 | Beldar | day | 2.50 | 558.00 | 1395.00
100 | TOTAL |  |  |  |  | 82077.68 | W
100 | Add 1 % Water charges on "W-A" |  |  |  |  | 13.95
100 | TOTAL |  |  |  |  | 82091.63 | X
100 |  | Add GST on "X-A" (multiplying factor
100 |  | 0.1405) 197.96
100 | TOTAL |  |  |  |  | 82289.59 | Y
100 | Add 15% CPOH on "Y-A" |  |  |  |  | 241.04
100 | TOTAL |  |  |  |  | 82530.63 | Z
100 | Add Cess @ 1% on "Z-A" |  |  |  |  | 18.48
100 |  | Cost for 180 m. length of pipe 82549.11
100 |  | Cost for 1m. length of pipe 458.61
100 | Say |  |  |  |  | 458.60
100 |  | 2.13.2.2 Pipes, cables etc. exceeding 80 mm dia but not exceeding 300 mm dia
100 |  | Details of cost for 80 m length of a
100 |  | pipe of an average dia. say 200mm.
100 |  | Slope assumed 1:200
100 |  | Excavation-
100 |  | Quantity same as in item No.2.13.1.2
100 | 2.9.2 | Rate as per item no. 2.9.2 of
100 | SH: Earth Work | cum | 93.60 | 729.00 | 68234.40 | A
100 |  | Refilling, ramming and watering
100 | 2.25 | Rate as per item No.2.25 of
100 | SH: Earth Work | cum | 93.60 | 219.65 | 20559.24 | A
100 |  | Extra labour for ramming of rock
100 | 0114 | Beldar | day | 2.75 | 558.00 | 1534.50
100 | TOTAL |  |  |  |  | 90328.14 | W
100 | Add 1 % Water charges on "W-A" |  |  |  |  | 15.34
100 | TOTAL |  |  |  |  | 90343.49 | X
100 |  | Add GST on "X-A" (multiplying factor
100 |  | 0.1405) 217.75
100 | TOTAL |  |  |  |  | 90561.24 | Y
100 | Add 15% CPOH on "Y-A" |  |  |  |  | 265.14
100 | TOTAL |  |  |  |  | 90826.38 | Z
100 | Add Cess @ 1% on "Z-A" |  |  |  |  | 20.33
100 |  | Cost for 80 m. length of pipe 90846.71
100 |  | Cost for 1m. length of pipe 1135.58
100 | Say |  |  |  |  | 1135.60
100 |  | 2.13.2.3 Pipes, cables etc. exceeding 300 mm dia but not exceeding 600 mm dia
100 |  | Details of cost for 30 m length of a
100 |  | pipe of an average dia. Say 450mm.
100 |  | Slope assumed 1:200
100 |  | Excavation-
100 |  | Quantity same as in item No.2.13.1.3
101 | 2.9.2 | Rate as per item no. 2.9.2 of
101 | SH: Earth Work | cum | 40.399 | 729.00 | 29450.87 | A
101 |  | Refilling, ramming and watering
101 | 2.25 | Rate as per item No.2.25 of
101 | SH: Earth Work | cum | 40.399 | 219.65 | 8873.64 | A
101 |  | Extra labour for ramming of rock
101 | 0114 | Beldar | day | 1.17 | 558.00 | 652.86
101 | TOTAL |  |  |  |  | 38977.37 | W
101 | Add 1 % Water charges on "W-A" |  |  |  |  | 6.53
101 | TOTAL |  |  |  |  | 38983.90 | X
101 |  | Add GST on "X-A" (multiplying factor
101 |  | 0.1405) 92.64
101 | TOTAL |  |  |  |  | 39076.54 | Y
101 | Add 15% CPOH on "Y-A" |  |  |  |  | 112.80
101 | TOTAL |  |  |  |  | 39189.35 | Z
101 | Add Cess @ 1% on "Z-A" |  |  |  |  | 8.65
101 |  | Cost for 30 m. length of pipe 39198.00
101 |  | Cost for 1m. length of pipe 1306.60
101 | Say |  |  |  |  | 1306.60
101 | 2.13.3 | Hard rock (blasting prohibited) 2.13.3.1 Pipes, cables etc. not exceeding 80 mm dia Details of cost for 180 m length of a pipe of a average dia. say 40mm. Slope assumed 1:200 Excavation- Quantity same as in item No.2.10.1.1
101 | 2.9.3 | Rate of item no 2.9.3 of
101 | SH: Earth Work | cum | 85.05 | 1080.55 | 91900.78 | A
101 |  | Refilling, ramming and watering
101 | 2.25 | Rate as per item No.2.25 of
101 | SH: Earth Work | cum | 85.05 | 219.65 | 18681.23 | A
101 |  | Extra labour for ramming of rock
101 | 0114 | Beldar | day | 2.50 | 558.00 | 1395.00
101 | TOTAL |  |  |  |  | 111977.01 | W
101 | Add 1 % Water charges on "W-A" |  |  |  |  | 13.95
101 | TOTAL |  |  |  |  | 111990.96 | X
101 |  | Add GST on "X-A" (multiplying
101 |  | factor 0.1405) 197.96
101 | TOTAL |  |  |  |  | 112188.92 | Y
101 | Add 15% CPOH on "Y-A" |  |  |  |  | 241.04
101 | TOTAL |  |  |  |  | 112429.95 | Z
101 | Add Cess @ 1% on "Z-A" |  |  |  |  | 18.48
101 |  | Cost for 180 m. length of pipe 112448.43
101 |  | Cost for 1m. length of pipe 624.71
101 | Say |  |  |  |  | 624.70
102 |  | 2.13.3.2 Pipes, cables etc. exceeding 80 mm dia but not exceeding 300 mm dia
102 |  | Details of cost for 80 m length of a
102 |  | pipe of an average dia. say 200mm.
102 |  | Slope assumed 1:200
102 |  | Excavation-
102 |  | Quantity same as in item No.2.13.1.2
102 | 2.9.3 | Rate as per item no. 2.9.3 of
102 | SH: Earth Work | cum | 93.60 | 1080.55 | 101139.48 | A
102 |  | Refilling, ramming and watering
102 | 2.25 | Rate as per item No.2.25 of
102 | SH: Earth Work | cum | 93.60 | 219.65 | 20559.24 | A
102 |  | Extra labour for ramming of rock
102 | 0114 | Beldar | day | 2.75 | 558.00 | 1534.50
102 | TOTAL |  |  |  |  | 123233.22 | W
102 | Add 1 % Water charges on "W-A" |  |  |  |  | 15.35
102 | TOTAL |  |  |  |  | 123248.57 | X
102 |  | Add GST on "X-A" (multiplying
102 |  | factor 0.1405) 217.75
102 | TOTAL |  |  |  |  | 123466.32 | Y
102 | Add 15% CPOH on "Y-A" |  |  |  |  | 265.14
102 | TOTAL |  |  |  |  | 123731.46 | Z
102 | Add Cess @ 1% on "Z-A" |  |  |  |  | 20.33
102 |  | Cost for 80 m. length of pipe 123751.79
102 |  | Cost for 1m. length of pipe 1546.90
102 | Say |  |  |  |  | 1546.90
102 |  | 2.13.3.3 Pipes, cables etc. exceeding 300 mm dia but not exceeding 600 mm dia
102 |  | Details of cost for 30 m length of a
102 |  | pipe of an average dia. Say 450mm.
102 |  | Slope assumed 1:200
102 |  | Excavation-
102 |  | Quantity same as in item No.2.13.1.3
102 | 2.9.3 | Rate as per item no. 2.9.3 of
102 | SH: Earth Work | cum | 40.399 | 1080.55 | 43653.14 | A
102 |  | Refilling, ramming and watering
102 | 2.25 | Rate as per item No.2.25 of
102 | SH: Earth Work | cum | 40.399 | 219.65 | 8873.64 | A
102 |  | Extra labour for ramming of rock
102 | 0114 | Beldar | day | 1.17 | 558.00 | 652.86
102 | TOTAL |  |  |  |  | 53179.64 | W
102 | Add 1 % Water charges on "W-A" |  |  |  |  | 6.53
102 | TOTAL |  |  |  |  | 53186.17 | X
102 |  | Add GST on "X-A" (multiplying
102 |  | factor 0.1405) 92.64
102 | TOTAL |  |  |  |  | 53278.81 | Y
102 | Add 15% CPOH on "Y-A" |  |  |  |  | 112.80
102 | TOTAL |  |  |  |  | 53391.62 | Z
102 | Add Cess @ 1% on "Z-A" |  |  |  |  | 8.65
102 |  | Cost for 30 m. length of pipe 53400.27
102 |  | Cost for 1m. length of pipe 1780.01
102 | Say |  |  |  |  | 1780.00
103 | 2.14 | Extra for excavating trenches for pipes, cables, etc. in ordinary/hard rock exceeding 1.5 m in depth but not exceeding 3 m. (Rate is over corresponding basic item for depth upto 1.5 metre) Details of cost for 300m length of a pipe of an average dia. say 200mm. Slope assumed 1 in 200. Excavation- 100x0.90x1.50 = 157.50 cum. 200x0.90x20.00 = 360 cum. Total = 517.50 cum.
103 | 2.9.2 | Rate as per item no. 2.9.2 of
103 | SH: Earth Work | cum | 517.50 | 729.00 | 377257.50 | A
103 |  | 0.50x200x1.90x1 = 190 cum.
103 | 2.7.2 | Rate as per item no. 2.7.2 of
103 | SH: Earth Work | cum | 190.00 | 609.65 | 115833.50 | A
103 |  | Refilling, ramming and watering
103 |  | 517.50+190.00 = 707.50 cum.
103 | 2.25 | Rate as per item No.2.25 of
103 | SH: Earth Work | cum | 707.50 | 219.65 | 155402.38 | A
103 |  | Extra for additional lift
103 |  | 0.5x300x0.9x1.5 = 202.50 cum.
103 | 2.26.2 | Rate as per item no. 2.26.2 of
103 | SH: Earth Work | cum | 202.50 | 162.10 | 32825.25 | A
103 |  | Extra labour for ramming of rock
103 | 0114 | Beldar | day | 16.50 | 558.00 | 9207.00
103 | TOTAL |  |  |  |  | 690525.63 | W
103 | Add 1 % Water charges on "W-A" |  |  |  |  | 92.07
103 | TOTAL |  |  |  |  | 690617.70 | X
103 |  | Add GST on "X-A" (multiplying
103 |  | factor 0.1405) 1306.52
103 | TOTAL |  |  |  |  | 691924.21 | Y
103 | Add 15% CPOH on "Y-A" |  |  |  |  | 1590.84
103 | TOTAL |  |  |  |  | 693515.05 | Z
103 | Add Cess @ 1% on "Z-A" |  |  |  |  | 121.96
103 | 2.13.2.2 | Rate as per Item No.2.13.2.2 of
103 | SH: Earth Work | metre | -300.00 | 1135.60 | -340680.00 | Q
103 |  | (cost of 300 m length of pipe upto
103 |  | 1.5m depth)
103 |  | Extra cost for one metre 1176.52
103 |  | Percentage increase over item
103 |  | 2.13.2.2 = (Rx100)/Q 103.60
103 | Say |  |  |  |  | 103.60
103 | 2.15 | Extra for excavating trenches for pipes, cables, etc. in ordinary/hard rock exceeding 3m in depth but not exceeding 4.5 m. (Rate is over correspondingbasic item for depth upto 1.5 metre) Details of cost for 100m length of a pipe of an average dia. say 200mm. (rate in percentage) Slope assumed 1 in 200.
104 |  | Max depth assumed 3.5m
104 |  | Excavation-
104 |  | 100x0.90x2 = 180 cum.
104 | 2.9.2 | Rate as per item no. 2.9.2 of
104 | SH: Earth Work | cum | 180.00 | 729.00 | 131220.00 | A
104 |  | 100x1.90x1.25 = 237.5 cum
104 | 2.7.2 | Rate as per item no. 2.7.2 of
104 | SH: Earth Work | cum | 237.50 | 609.65 | 144791.88 | A
104 |  | Extra for additional lift
104 |  | 1x100x0.90x1.50 = 135
104 |  | 2x0.50x100x0.90x0.50 = 45
104 |  | Total = 180 cum.
104 | 2.26.2 | Rate as per item no. 2.26.2 of
104 | SH: Earth Work | cum | 180.00 | 162.10 | 29178.00 | A
104 |  | Refilling, ramming and watering
104 |  | 180+237.50 = 417.50 cum.
104 | 2.25 | Rate as per item No.2.25 of
104 | SH: Earth Work | cum | 417.50 | 219.65 | 91703.88 | A
104 |  | Extra labour for ramming of rock
104 | 0114 | Beldar | day | 9.25 | 558.00 | 5161.50
104 | TOTAL |  |  |  |  | 402055.25 | W
104 | Add 1 % Water charges on "W-A" |  |  |  |  | 51.62
104 | TOTAL |  |  |  |  | 402106.87 | X
104 |  | Add GST on "X-A" (multiplying
104 |  | factor 0.1405) 732.44
104 | TOTAL |  |  |  |  | 402839.31 | Y
104 | Add 15% CPOH on "Y-A" |  |  |  |  | 891.83
104 | TOTAL |  |  |  |  | 403731.14 | Z
104 | Add Cess @ 1% on "Z-A" |  |  |  |  | 68.37
104 | 2.13.2.2 | Rate as per item No 2.13.2.2 of
104 | SH: Earth Work | metre | -100.00 | 1135.60 | -113560.00 | Q
104 |  | (cost of 100 m length of pipe exceeding
104 |  | 1.5 m and upto 3 m depth)
104 |  | Extra cost for 1 m 2902.40
104 |  | Percentage increase over item
104 |  | 2.13.2.2 = (Rx100)Q 255.58
104 | Say |  |  |  |  | 255.60
104 | 2.16 | Close timbering in trenches including strutting, shoring and packing cavities (wherever required) complete. (Measurements to be taken of the face area timbered).
104 | 2.16.1 | Depth not exceeding 1.5 m Details of cost for a trench 30m long and 1.5m deep area 2x30x1.50=90 sqm MATERIAL The Material can be used four times on the same work and after use of material credit is given @ 75% of cost Poling boards of
105 | 1198 | Second class kail wood in planks | 10 cudm | 21.375 | 260.00 | 5557.50
105 |  | 90x0.038 = 3.42 cum = 3420 cudm
105 |  | Qty taken for cost of using once
105 |  | after deducting for credit =
105 |  | 3420x¼x¼ = 213.75 dm³
105 |  | Wallings l00mmx 100mm of
105 | 1197 | Second class kail wood in scantling | 10 cudm | 7.50 | 260.00 | 1950.00
105 |  | 4x30x0.10x0.10 = 1.20cum=
105 |  | 1200 cudm
105 |  | Qty taken for cost of using once after
105 |  | deducting for credit = 1200x¼x¼ =
105 |  | 75 dm³
105 | 0302 | Safeda ballies 125 mm diameter | metre | 3.1875 | 40.00 | 127.50
105 |  | and 1.5m long
105 |  | 2x17x1.50 = 51m
105 |  | Qty taken for cost of using once
105 |  | after deducting for credit = 51x¼x¼ =
105 |  | 3.1875 m
105 |  | CARRIAGE
105 |  | Poling boards = 3.42 cum
105 |  | Walling = 1.20 cum.
105 |  | Balli struts: 3.14/4x(0.125)³x51 =
105 |  | 0.63 cum
105 |  | Total of carriage = 5.25x¼ =
105 |  | 1.3125 cum.
105 | 2204 | Carriage of Timber | cum | 1.3125 | 118.59 | 155.65
105 | 0112 | Carpenter 2nd class | day | 0.50 | 679.00 | 339.50
105 | 0114 | Beldar | day | 1.00 | 558.00 | 558.00
105 | 9999 | Sundries | L.S. | 26.91 | 2.00 | 53.82
105 | TOTAL |  |  |  |  | 8741.97 W
105 | Add 1 % Water charges on "W" |  |  |  |  | 87.42
105 | TOTAL |  |  |  |  | 8829.39 | X
105 |  | Add GST on "X" (multiplying factor
105 |  | 0.1405) 1240.53
105 | TOTAL |  |  |  |  | 10069.92 | Y
105 | Add 15% CPOH on "Y" |  |  |  |  | 1510.49
105 | TOTAL |  |  |  |  | 11580.41 | Z
105 | Add Cess @ 1% on "Z" |  |  |  |  | 115.80
105 | Cost of 90 Sqm. |  |  |  |  | 11696.21
105 |  | Cost per sqm. 129.96
105 | Say |  |  |  |  | 129.95
105 | 2.16.2 | Depth exceeding 1.5 m but not exceeding 3 m Details of cost for a trench 30m long and 1.5m deep Area 2x30x1.50=90 sqm MATERIAL The Material can be used four times on the same work and after use of material credit is given @ 75% of cost Poling boards of
106 | 1198 | Second class kail wood in planks | 10 cudm | 21.375 | 260.00 | 5557.50
106 |  | 90x0.038 = 3.42 cum = 3420 cudm
106 |  | Qty taken for cost of using once
106 |  | after deducting for credit =
106 |  | 3420x¼x¼ = 213.75 dm³
106 |  | Walings 100 mmx 100mm of
106 | 1197 | Second class kail wood in scantling | 10 cudm | 7.50 | 260.00 | 1950.00
106 |  | 4x30x0.10x0.10 = 1.20cum =
106 |  | 1200 cudm
106 |  | Qty taken for cost of using once after
106 |  | deducting for credit = 1200x¼x¼ =
106 |  | 75 dm³
106 | 0302 | Safeda ballies 125 mm diameter | metre | 3.1875 | 40.00 | 127.50
106 |  | and 1.5m long
106 |  | 2x17x1.50 = 51m
106 |  | Qty taken for cost of using once
106 |  | after deducting for credit = 51x¼x¼ =
106 |  | 3.1875 m
106 |  | CARRIAGE
106 |  | Poling boards = 3.42 cum
106 |  | Walling= 1.20 cum.
106 |  | Balli struts: 3.14/4x(0.125)³x51 = 0.63 cum
106 |  | Total of carriage = 5.25x¼ = 1.3125 cum.
106 | 2204 | Carriage of Timber | cum | 1.3125 | 118.59 | 155.65
106 | 0112 | Carpenter 2nd class | day | 0.75 | 679.00 | 509.25
106 | 0114 | Beldar | day | 2.00 | 558.00 | 1116.00
106 | 9999 | Sundries | L.S. | 40.43 | 2.00 | 80.86
106 | TOTAL |  |  |  |  | 9496.76 W
106 | Add 1 % Water charges on "W" |  |  |  |  | 94.97
106 | TOTAL |  |  |  |  | 9591.73 | X
106 |  | Add GST on "X" (multiplying factor
106 |  | 0.1405) 1347.64
106 | TOTAL |  |  |  |  | 10939.36 | Y
106 | Add 15% CPOH on "Y" |  |  |  |  | 1640.90
106 | TOTAL |  |  |  |  | 12580.27 | Z
106 | Add Cess @ 1% on "Z" |  |  |  |  | 125.80
106 | Cost of 90 Sqm. |  |  |  |  | 12706.07
106 |  | Cost per sqm. 141.18
106 | Say |  |  |  |  | 141.20
106 | 2.16.3 | Depth exceeding 3 m but not exceeding 4.5 m Details of cost for a trench 30m long and 1.5m deep Area 2x30x1.5=90 sqm- MATERIAL The Material can be used four times on the same work and after use of material credit is given @ 75% of cost Poling boards of
107 | 1198 | Second class kail wood in planks | 10 cudm | 21.375 | 260.00 | 5557.50
107 |  | 90x0.038 = 3.42 cum = 3420 cudm
107 |  | Qty taken for cost of using once
107 |  | after deducting for credit =
107 |  | 3420x¼x¼ = 213.75dm³
107 |  | Wallings 100mmx 100mm of
107 | 1197 | Second class kail wood in scantling | 10 cudm | 7.50 | 260.00 | 1950.00
107 |  | 4x30x0.10x0.10 = I.20cum = 1200 dm3
107 |  | Qty taken for cost of using once
107 |  | after deducting for credit =
107 |  | 1200x¼x¼ = 75 dm³
107 | 0302 | Safeda ballies 125 mm diameter | metre | 3.1875 | 40.00 | 127.50
107 |  | and 1.5m long
107 |  | 2x17x1.5 = 51m
107 |  | Qty taken for cost of using once after
107 |  | deducting for credit = 51x¼x¼ =
107 |  | 3.1875 m
107 |  | CARRIAGE
107 |  | Poling boards = 3.42 cum
107 |  | Walling = 1.20 cum.
107 |  | Balli struts: 3.14/4x(0.125)³x51 =
107 |  | 0.63 cum
107 |  | Total of carriage = 5.25x¼ =
107 |  | 1.3125 cum.
107 | 2204 | Carriage of Timber | cum | 1.3125 | 118.59 | 155.65
107 |  | LABOUR
107 | 0112 | Carpenter 2nd class | day | 1.50 | 679.00 | 1018.50
107 | 0114 | Beldar | day | 4.00 | 558.00 | 2232.00
107 | 9999 | Sundries | L.S. | 80.73 | 2.00 | 161.46
107 | TOTAL |  |  |  |  | 11202.61 | W
107 | Add 1 % Water charges on "W" |  |  |  |  | 112.03
107 | TOTAL |  |  |  |  | 11314.64 | X
107 |  | Add GST on "X" (multiplying factor
107 |  | 0.1405) 1589.71
107 | TOTAL |  |  |  |  | 12904.34 | Y
107 | Add 15% CPOH on "Y" |  |  |  |  | 1935.65
107 | TOTAL |  |  |  |  | 14839.99 | Z
107 | Add Cess @ 1% on "Z" |  |  |  |  | 148.40
107 | Cost of 90 Sqm. |  |  |  |  | 14988.39
107 |  | Cost per sqm. 166.54
107 | Say |  |  |  |  | 166.55
107 | 2.17 | Close timbering in case of shafts, wells, cesspits, manholes and the like including strutting, shoring and packing cavities (wherever required) etc. complete. (Measurements to be taken of the face area timbered).
107 | 2.17.1 | Depth not exceeding 1.5 m Details of cost for a manhole 1.2m x 1.0m x1.5m Surface area: 2x(1.2+1.0)x1.5 = 6.6sqm
108 |  | MATERIAL
108 |  | The Material can be used four times
108 |  | on the same work and after use of
108 |  | material credit is given @ 75% of cost
108 |  | Poling boards of
108 | 1198 | Second class kail wood in planks | 10 cudm | 1.56875 | 260.00 | 407.88
108 |  | 6.60x0.038 = 0.251 cum = 251 cudm
108 |  | Qty taken for cost of using once after
108 |  | deducting for credit = 251x¼x¼ =
108 |  | 15.6875 dm³
108 |  | Wallings 100mmx 100mm of
108 | 1197 | Second class kail wood in scantling | 10 cudm | 0.5125 | 260.00 | 133.25
108 |  | 2x2x1.124x0.1x0.1 = 0.045 cum
108 |  | 2x2x0.924x0.1x0.1 = 0.037 cum.
108 |  | Total Kail wood = 0.082 cum. = 82dm³
108 |  | Qty taken for cost of using once after
108 |  | deducting for credit = 82x¼x¼ =
108 |  | 5.125 dm³
108 | 0302 | Safeda ballies 125 mm diameter | metre | 0.4118 | 40.00 | 16.47
108 |  | and 1.50m long
108 |  | 2x2x0.924 = 3.696
108 |  | 2x2x0.724 = 2.896
108 |  | Total of balli = 6.592m
108 |  | Qty taken for cost of using once after
108 |  | deducting for credit = 6.592x¼x¼ =
108 |  | 0.4118m
108 | 2204 | Carriage of Timber | cum | 0.1035 | 118.59 | 12.27
108 |  | CARRIAGE
108 |  | Poling boards = 0.251 cum
108 |  | Walling = 0.082 cum.
108 |  | Balli struts 3.14/4x(0.125)²x6.59 =
108 |  | 0.081 cum.
108 |  | Total of carriage = 0.414 cum x¼ =
108 |  | 0.1035 cum
108 |  | LABOUR
108 | 0112 | Carpenter 2nd class | day | 0.06 | 679.00 | 40.74
108 | 0114 | Beldar | day | 0.12 | 558.00 | 66.96
108 | 9999 | Sundries | L.S. | 2.73 | 2.00 | 5.46
108 | TOTAL |  |  |  |  | 683.03 W
108 | Add 1 % Water charges on "W" |  |  |  |  | 6.83
108 | TOTAL |  |  |  |  | 689.86 | X
108 |  | Add GST on "X" (multiplying factor
108 |  | 0.1405) 96.93
108 | TOTAL |  |  |  |  | 786.79 | Y
108 | Add 15% CPOH on "Y" |  |  |  |  | 118.02
108 | TOTAL |  |  |  |  | 904.80 | Z
108 | Add Cess @ 1% on "Z" |  |  |  |  | 9.05
108 | Cost of 6.6 sqm. |  |  |  |  | 913.85
108 |  | Cost per sqm. 138.46
108 | Say |  |  |  |  | 138.45
109 | 2.17.2 | Depth exceeding 1.5 m but not exceeding 3 m Details of cost for a manhole 1.2m x 1.0m x1.5m- Surface area: 2x(1.2+1.0)x1.5 = 6.6sqm MATERIAL The Material can be used four times on the same work and after use of material credit is given @ 75% of cost Poling boards of
109 | 1198 | Second class kail wood in planks | 10 cudm | 1.56875 | 260.00 | 407.88
109 |  | 6.6x0.038 = 0.251 cum = 251 cudm
109 |  | Qty taken for cost of using once after
109 |  | deducting for credit = 251x¼x¼ =
109 |  | 15.6875 dm³
109 |  | Walling of
109 | 1197 | Second class kail wood in scantling | 10 cudm | 0.5125 | 260.00 | 133.25
109 |  | 2x2x1.124x0.1x0.1 = 0.045 cum
109 |  | 2x2x0.924x0.1x0.1 = 0.037 cum.
109 |  | Total Kail wood = 0.082 cum. = 82dm³
109 |  | Qty taken for cost of using once after
109 |  | deducting for credit = 82x¼x¼ =
109 |  | 5.125 dm³
109 | 0302 | Safeda ballies 125 mm diameter and 1.5m long | metre | 0.4118 | 40.00 | 16.47
109 |  | 2x2x0.924 = 3.696
109 |  | 2x2x0.724 = 2.896
109 |  | Total of balli = 6.592m
109 |  | Qty taken for cost of using once after
109 |  | deducting for credit = 6.592x¼x¼ =
109 |  | 0.4118m
109 | 2204 | Carriage of Timber | cum | 0.1035 | 118.59 | 12.27
109 |  | CARRIAGE
109 |  | Poling boards = 0.251 cum
109 |  | Walling = 0.082 cum.
109 |  | Balli struts 3.14/4x(0.125)²x6.59 =
109 |  | 0.081 cum.
109 |  | Total of carriage = 0.414 cum x¼ =
109 |  | 0.1035 cum
109 |  | LABOUR
109 | 0112 | Carpenter 2nd class | day | 0.12 | 679.00 | 81.48
109 | 0114 | Beldar | day | 0.25 | 558.00 | 139.50
109 | 9999 | Sundries | L.S. | 5.46 | 2.00 | 10.92
109 | TOTAL |  |  |  |  | 801.77 W
109 | Add 1 % Water charges on "W" |  |  |  |  | 8.02
109 | TOTAL |  |  |  |  | 809.79 | X
109 |  | Add GST on "X" (multiplying factor
109 |  | 0.1405) 113.78
109 | TOTAL |  |  |  |  | 923.56 | Y
109 | Add 15% CPOH on "Y" |  |  |  |  | 138.53
109 | TOTAL |  |  |  |  | 1062.10 | Z
109 | Add Cess @ 1% on "Z" |  |  |  |  | 10.62
109 | Cost of 6.6 sqm. |  |  |  |  | 1072.72
109 |  | Cost per sqm. 162.53
109 | Say |  |  |  |  | 162.55
110 | 2.17.3 | Depth exceeding 3 m but not exceeding 4.5 m Details of cost for a manhole 1.2m x 1.0m x1.5m- Surface area: 2x(1.2+1.0)x1.5 = 6.6sqm MATERIAL The Material can be used four times on the same work and after use of material credit is given @ 75% of cost Poling boards of
110 | 1198 | Second class kail wood in planks | 10 cudm | 1.56875 | 260.00 | 407.88
110 |  | 6.6x0.038 = 0.251 cum = 251 cudm
110 |  | Qty taken for cost of using once after
110 |  | deducting for credit = 251x¼x¼ =
110 |  | 15.6875 dm³
110 |  | Walling of
110 | 1197 | Second class kail wood in scantling | 10 cudm | 0.5125 | 260.00 | 133.25
110 |  | 2x2x1.124x0.10x0.10 = 0.045 cum
110 |  | 2x2x0.924x0.10x0.10 = 0.037 cum.
110 |  | Total Kail wood = 0.082 cum. = 82dm³
110 |  | Qty taken for cost of using once after
110 |  | deducting for credit = 82x¼x¼ =
110 |  | 5.125 dm³
110 | 0302 | Safeda ballies 125 mm diameter and 1.50m long | metre | 0.4118 | 40.00 | 16.47
110 |  | 2x2x0.924 = 3.696
110 |  | 2x2x0.724 = 2.896
110 |  | Total of balli = 6.592m
110 |  | Qty taken for cost of using once after
110 |  | deducting for credit = 6.592x¼x¼ =
110 |  | 0.4118 m
110 | 2204 | Carriage of Timber | cum | 0.1035 | 118.59 | 12.27
110 |  | CARRIAGE
110 |  | Poling boards = 0.251 cum
110 |  | Walling = 0.082 cum.
110 |  | Balli struts 3.14/4x(0.125)²x6.59 =
110 |  | 0.081 cum.
110 |  | Total of carriage = 0.414 cum x¼ =
110 |  | 0.1035 cum
110 |  | LABOUR
110 | 0112 | Carpenter 2nd class | day | 0.19 | 679.00 | 129.01
110 | 0114 | Beldar | day | 0.38 | 558.00 | 212.04
110 | 9999 | Sundries | L.S. | 8.06 | 2.00 | 16.12
110 | TOTAL |  |  |  |  | 927.04 W
110 | Add 1 % Water charges on "W" |  |  |  |  | 9.27
110 | TOTAL |  |  |  |  | 936.31 | X
110 |  | Add GST on "X" (multiplying factor
110 |  | 0.1405) 131.55
110 | TOTAL |  |  |  |  | 1067.86 | Y
110 | Add 15% CPOH on "Y" |  |  |  |  | 160.18
110 | TOTAL |  |  |  |  | 1228.04 | Z
110 | Add Cess @ 1% on "Z" |  |  |  |  | 12.28
110 | Cost of 6.6 sqm. |  |  |  |  | 1240.32
110 |  | Cost per sqm. 187.93
110 | Say |  |  |  |  | 187.95
111 | 2.18 | Close timbering over areas including strutting, shoring and packing cavities (wherever required) etc. complete. (Measurements to be taken of the face area timbered):
111 | 2.18.1 | Depth not exceeding 1.5 m Details of cost for an area 30m long and 1.50m deep- Area -30x1.5m = 45 sqm. MATERIAL The Material can be used four times on the same work and after use of material credit is given @ 75% of cost Poling boards of
111 | 1198 | Second class kail wood in planks | 10 cudm | 10.6875 | 260.00 | 2778.75
111 |  | 250x38mm : 45x0.038 = 1.71 cum =
111 |  | 1710 cudm
111 |  | Qty taken for cost of using once after
111 |  | deducting for credit = 1710x¼x¼ =
111 |  | 106.875 dm³
111 |  | Wallings l00mmx 100mm of
111 | 1197 | Second class kail wood in scantling | 10 cudm | 1.875 | 260.00 | 487.50
111 |  | 100x100mm : 30x0.10x0.10 =
111 |  | 0.30cum = 300 cudm
111 |  | Qty taken for cost of using once after
111 |  | deducting for credit = 300x¼x¼ =
111 |  | 18.75 dm³
111 |  | Raking struts
111 | 0302 | Safeda ballies 125 mm diameter | metre | 1.59 | 40.00 | 63.60
111 |  | Qty taken for cost of using once after
111 |  | deducting for credit = 25.5x¼x¼ =
111 |  | 1.59 m
111 | 2204 | Carriage of Timber | cum | 0.581 | 118.59 | 68.90
111 |  | CARRIAGE
111 |  | Poling boards = 1.71 cum
111 |  | Walling = 0.30 cum
111 |  | Raking struts 3.14/4x(0.125)² =
111 |  | 0.313 cum
111 | Total of carriage = |  |  |  |  | 2.323 cum x¼ =
111 |  | 0.581 cum
111 |  | LABOUR
111 | 0112 | Carpenter 2nd class | day | 0.25 | 679.00 | 169.75
111 | 0114 | Beldar | day | 0.50 | 558.00 | 279.00
111 | 9999 | Sundries | L.S. | 31.46 | 2.00 | 62.92
111 | TOTAL |  |  |  |  | 3910.42 W
111 | Add 1 % Water charges on "W" |  |  |  |  | 39.10
111 | TOTAL |  |  |  |  | 3949.52 | X
111 |  | Add GST on "X" (multiplying factor
111 |  | 0.1405) 554.91
111 | TOTAL |  |  |  |  | 4504.43 | Y
111 | Add 15% CPOH on "Y" |  |  |  |  | 675.66
111 | TOTAL |  |  |  |  | 5180.10 | Z
111 | Add Cess @ 1% on "Z" |  |  |  |  | 51.80
111 | Cost of 45 Sqm. |  |  |  |  | 5231.90
111 |  | Cost per sqm. 116.26
111 | Say |  |  |  |  | 116.25
112 | 2.18.2 | Depth exceeding 1.5 m but not exceeding 3 m Details of cost for an area 30m long and 1.5m deep- Area -30x1.5m = 45 sqm. MATERIAL The Material can be used four times on the same work and after use of material credit is given @ 75% of cost Poling boards of
112 | 1198 | Second class kail wood in planks | 10 cudm | 10.6875 | 260.00 | 2778.75
112 |  | 250x38mm : 45x0.038 = 1.71 cum =
112 |  | 1710 cudm
112 |  | Qty taken for cost of using once after
112 |  | deducting for credit = 1710x¼x¼ =
112 |  | 106.875 dm³
112 |  | Walling of
112 | 1197 | Second class kail wood in scantling | 10 cudm | 1.875 | 260.00 | 487.50
112 |  | 100x100mm : 30x0.10x0.10 =
112 |  | 0.30cum = 300 cudm
112 |  | Qty taken for cost of using once after
112 |  | deducting for credit = 300x¼x¼ =
112 |  | 18.75 dm³
112 |  | Raking struts
112 | 0302 | Safeda ballies 125 mm diameter | metre | 1.59 | 40.00 | 63.60
112 |  | 17 x 1.5 = 25.5m
112 |  | Qty taken for cost of using once after
112 |  | deducting for credit = 25.5x¼x¼ =
112 |  | 1.59 m
112 | 2204 | Carriage of Timber | cum | 0.581 | 118.59 | 68.90
112 |  | CARRIAGE
112 |  | Poling boards = 1.71 cum
112 |  | Walling = 0.30 cum.
112 |  | Raking struts 3.14/4x(0.125)² =
112 |  | 0.313 cum
112 |  | Total of carriage = 2.323 cum x¼ =
112 |  | 0.581 cum
112 |  | LABOUR
112 | 0112 | Carpenter 2nd class | day | 0.50 | 679.00 | 339.50
112 | 0114 | Beldar | day | 1.00 | 558.00 | 558.00
112 | 9999 | Sundries | L.S. | 34.06 | 2.00 | 68.12
112 | TOTAL |  |  |  |  | 4364.37 W
112 | Add 1 % Water charges on "W" |  |  |  |  | 43.64
112 | TOTAL |  |  |  |  | 4408.01 | X
112 |  | Add GST on "X" (multiplying factor
112 |  | 0.1405) 619.33
112 | TOTAL |  |  |  |  | 5027.34 | Y
112 | Add 15% CPOH on "Y" |  |  |  |  | 754.10
112 | TOTAL |  |  |  |  | 5781.44 | Z
112 | Add Cess @ 1% on "Z" |  |  |  |  | 57.81
112 | Cost of 45 Sqm. |  |  |  |  | 5839.26
112 |  | Cost per sqm. 129.76
112 | Say |  |  |  |  | 129.75
113 | 2.18.3 | Depth exceeding 3 m but not exceeding 4.5 m Details of cost for an area 30m long and 1.5m deep- Area -30x1.5m = 45 sqm. MATERIAL The Material can be used four times on the same work and after use of material credit is given @ 75% of cost Poling boards of
113 | 1198 | Second class kail wood in planks | 10 cudm | 10.6875 | 260.00 | 2778.75
113 |  | 250x38mm : 45x0.038 =
113 |  | 1.71 cum = 1710 cudm
113 |  | Qty taken for cost of using once after
113 |  | deducting for credit = 1710x¼x¼ =
113 |  | 106.875 dm³
113 |  | Walling of
113 | 1197 | Second class kail wood in scantling | 10 cudm | 1.875 | 260.00 | 487.50
113 |  | 100x100mm : 30x0.10x0.10 =
113 |  | 0.30cum = 300 cudm
113 |  | Qty taken for cost of using once after
113 |  | deducting for credit = 300x¼x¼ =
113 |  | 18.75 dm³
113 |  | Raking struts
113 | 0302 | Safeda ballies 125 mm diameter | metre | 1.59 | 40.00 | 63.60
113 |  | and 1.5m long
113 |  | 17 x 1.50 = 25.5m
113 |  | Qty taken for cost of using once after
113 |  | deducting for credit = 25.5x¼x¼ =
113 |  | 1.59 m
113 | 2204 | Carriage of Timber | cum | 0.581 | 118.59 | 68.90
113 |  | CARRIAGE
113 |  | Poling boards = 1.71 cum
113 |  | Walling = 0.30 cum.
113 |  | Raking struts 3.14/4x(0.125)² =
113 |  | 0.313 cum
113 | Total of carriage = |  |  |  |  | 2.323 cum x¼ =
113 |  | 0.581 cum
113 |  | LABOUR
113 | 0112 | Carpenter 2nd class | day | 0.75 | 679.00 | 509.25
113 | 0114 | Beldar | day | 1.50 | 558.00 | 837.00
113 | 9999 | Sundries | L.S. | 47.58 | 2.00 | 95.16
113 | TOTAL |  |  |  |  | 4840.16 W
113 | Add 1 % Water charges on "W" |  |  |  |  | 48.40
113 | TOTAL |  |  |  |  | 4888.56 | X
113 |  | Add GST on "X" (multiplying factor
113 |  | 0.1405) 686.84
113 | TOTAL |  |  |  |  | 5575.41 | Y
113 | Add 15% CPOH on "Y" |  |  |  |  | 836.31
113 | TOTAL |  |  |  |  | 6411.72 | Z
113 | Add Cess @ 1% on "Z" |  |  |  |  | 64.12
113 | Cost of 45 Sqm. |  |  |  |  | 6475.83
113 |  | Cost per sqm. 143.91
113 | Say |  |  |  |  | 143.90
114 | 2.19 | Extra for planking, strutting and packing materials for cavities (in close timbering) if required to be left permanently in position. (Face area of timber permanently left to be measured). Details of cost for a trench 30m long and 1.5m deep area 2x30x1.5=90 sqm- MATERIAL Poling boards of
114 | 1198 | Second class kail wood in planks | 10 cudm | 299.25 | 260.00 | 77805.00
114 |  | 90x0.038 = 3.42 cum = 3420 cudm
114 |  | Less @ 1/8 of Qty as timber is
114 |  | supposed to be used once before =
114 |  | 3420 - 427.5 = 2992.5 dm ³
114 |  | Walings 100mmx100mm of
114 | 1197 | Second class kail wood in scantling | 10 cudm | 105.00 | 260.00 | 27300.00
114 |  | 4x30x0.10x0.10 = 1.20cum =
114 |  | 1200 cudm
114 |  | Less @ 1/8 of Qty as timber is
114 |  | supposed to be used once before =
114 |  | 1200 - 150 = 1050 dm ³
114 |  | Struts of
114 | 0302 | Safeda ballies 125 mm diameter | metre | 44.63 | 40.00 | 1785.20
114 |  | and 1.5m long
114 |  | 2x17x1.5 = 51m
114 |  | Less @ 1/8 of Qty as timber is
114 |  | supposed to be used once before =
114 |  | 51 - 6.37 = 44.63 m
114 | 2204 | Carriage of Timber | cum | 2.675 | 118.59 | 317.23
114 |  | Poling boards = 3.42 cum
114 |  | Walling= 1.20 cum.
114 |  | Balli struts: 3.14/4x(0.125) ² x 51 =
114 |  | 0.63 cum
114 |  | = 5.25 cum Taking half = 5.25 x ½ =
114 |  | 2.675 cum
114 | TOTAL |  |  |  |  | 107207.43 W
114 | Add 1 % Water charges on "W" |  |  |  |  | 1072.07
114 | TOTAL |  |  |  |  | 108279.50 | X
114 |  | Add GST on "X" (multiplying factor
114 |  | 0.1405) 15213.27
114 | TOTAL |  |  |  |  | 123492.77 | Y
114 | Add 15% CPOH on "Y" |  |  |  |  | 18523.92
114 | TOTAL |  |  |  |  | 142016.69 | Z
114 | Add Cess @ 1% on "Z" |  |  |  |  | 1420.17
114 | Cost of 90 Sqm. |  |  |  |  | 143436.86
114 |  | Cost per sqm. 1593.74
114 | Say |  |  |  |  | 1593.75
115 | 2.20 | Open timbering in trenches including strutting and shoring complete (measurements to be taken of the face area timbered):
115 | 2.20.1 | Depth not exceeding 1.5 m Details of cost for a trench of length 30m and 1.50m deep surface area - 2x30x1.5 = 90 sqm. MATERIAL The Material can be used four times on the same work and after use of material credit is given @ 75% of cost Poling board of
115 | 1198 | Second class kail wood in planks | 10 cudm | 7.125 | 260.00 | 1852.50
115 |  | 1.5mx0.25x0.038m
115 |  | 2x40x1.5x0.25x0.038= 1.14cum =
115 |  | 1140 cudm
115 |  | Qty taken for cost of using once after
115 |  | deducting for credit = 1140x¼x¼ =
115 |  | 71.25 cudm
115 | 1197 | Second class kail wood in scantling | 10 cudm | 7.50 | 260.00 | 1950.00
115 |  | Walling l00mmxl00mm :
115 |  | 4x30mx0.l0mx0.l0m = 1.20cum=
115 |  | 1200 cudm
115 |  | Qty taken for cost of using once after
115 |  | deducting for credit = 1200x¼x¼ =
115 |  | 75 dm³ Struts of
115 | 0302 | Safeda ballies 125 mm diameter | metre | 3.18 | 40.00 | 127.20
115 |  | and 1.5m long
115 |  | 2x17x1.50 = 51m
115 |  | Qty taken for cost of using once after
115 |  | deducting for credit = 51x¼x¼ = 3.18 m
115 | 2204 | Carriage of Timber | cum | 0.74 | 118.59 | 87.76
115 |  | CARRIAGE:
115 |  | Poling boards = 1.14 cum
115 |  | Walling = 1.20 cum
115 |  | Ballies struts 3.14/4x(0.125) ² =
115 |  | 0.63 cum
115 |  | Total of carriage = 2.97 cum x ¼ = 0.74
115 |  | LABOUR
115 | 0112 | Carpenter 2nd class | day | 0.25 | 679.00 | 169.75
115 | 0114 | Beldar | day | 0.50 | 558.00 | 279.00
115 | 9999 | Sundries | L.S. | 19.76 | 2.00 | 39.52
115 | TOTAL |  |  |  |  | 4505.73 W
115 | Add 1 % Water charges on "W" |  |  |  |  | 45.06
115 | TOTAL |  |  |  |  | 4550.78 | X
115 |  | Add GST on "X" (multiplying factor
115 |  | 0.1405) 639.39
115 | TOTAL |  |  |  |  | 5190.17 | Y
115 | Add 15% CPOH on "Y" |  |  |  |  | 778.53
115 | TOTAL |  |  |  |  | 5968.69 | Z
115 | Add Cess @ 1% on "Z" |  |  |  |  | 59.69
115 | Cost of 90 Sqm |  |  |  |  | 6028.38
115 |  | Cost per sqm. 66.98
115 | Say |  |  |  |  | 67.00
116 | 2.20.2 | Depth exceeding 1.5 m but not exceeding 3 m Details of cost for a trench of length 30m and 1.5m deep surface area - 2x30x1.5 = 90 sqm. MATERIAL The Material can be used four times on the same work and after use of material credit is given @ 75% of cost Poling boards of
116 | 1198 | Second class kail wood in planks | 10 cudm | 7.125 | 260.00 | 1852.50
116 |  | 1.50mx0.25x0.038m
116 |  | 2x40x1.50x0.25x0.038= 1.14cum=
116 |  | 1140 cudm
116 |  | Qty taken for cost of using once after
116 |  | deducting for credit = 1140x¼x¼ =
116 |  | 71.25 dm³
116 |  | Wallings of
116 | 1197 | Second class kail wood in scantling | 10 cudm | 7.50 | 260.00 | 1950.00
116 |  | 100mmx 100mm:
116 |  | 4x30mx0.l0mx0.l0m = 1.20cum=
116 |  | 1200 cudm
116 |  | Qty taken for cost of using once after
116 |  | deducting for credit = 1200x¼x¼ =
116 |  | 75 dm³
116 |  | Struts of
116 | 0302 | Safeda ballies 125 mm diameter | metre | 3.18 | 40.00 | 127.20
116 |  | and 1.5m long
116 |  | 2x17x1.5 = 51m
116 |  | Qty taken for cost of using once after
116 |  | deducting for credit = 51x¼x¼ = 3.18 m
116 | 2204 | Carriage of Timber | cum | 0.74 | 118.59 | 87.76
116 |  | CARRIAGE:
116 |  | Poling boards = 1.14 cum
116 |  | Walling
116 |  | Ballies struts 3.14/4x(0.125) ² =
116 |  | 0.63 cum
116 |  | Total of carriage = 2.97 cum x ¼ = 0.74
116 |  | LABOUR
116 | 0112 | Carpenter 2nd class | day | 0.50 | 679.00 | 339.50
116 | 0114 | Beldar | day | 1.00 | 558.00 | 558.00
116 | 9999 | Sundries | L.S. | 33.15 | 2.00 | 66.30
116 | TOTAL |  |  |  |  | 4981.26 W
116 | Add 1 % Water charges on "W" |  |  |  |  | 49.81
116 | TOTAL |  |  |  |  | 5031.07 | X
116 |  | Add GST on "X" (multiplying factor
116 |  | 0.1405) 706.87
116 | TOTAL |  |  |  |  | 5737.93 | Y
116 | Add 15% CPOH on "Y" |  |  |  |  | 860.69
116 | TOTAL |  |  |  |  | 6598.62 | Z
116 | Add Cess @ 1% on "Z" |  |  |  |  | 65.99
116 | Cost of 90 Sqm |  |  |  |  | 6664.61
116 |  | Cost per sqm. 74.05
116 | Say |  |  |  |  | 74.05
117 | 2.20.3 | Depth exceeding 3 m but not exceeding 4.5 m Details of cost for a trench of length 30m and 1.5m deep surface area - 2x30x1.5 = 90 sqm. MATERIAL The Material can be used four times on the same work and after use of material credit is given @ 75% of cost Poling boards of
117 | 1198 | Second class kail wood in planks | 10 cudm | 7.125 | 260.00 | 1852.50
117 |  | 1.50mx0.25x0.038m :
117 |  | 2x40x1.5x0.25x0.038= 1.14 cum =
117 |  | 1140 cudm
117 |  | Qty taken for cost of using once after
117 |  | deducting for credit = 1140x¼x¼ =
117 |  | 71.25 dm³
117 |  | Wallings of
117 | 1197 | Second class kail wood in scantling | 10 cudm | 7.50 | 260.00 | 1950.00
117 |  | l00mmxl00mm : 4x30mx0.lmx0.lm =
117 |  | 1.20cum= 1200 cudm
117 |  | Qty taken for cost of using once after
117 |  | deducting for credit = 1200x¼x¼ =
117 |  | 75 dm³ Struts of
117 | 0302 | Safeda ballies 125 mm diameter | metre | 3.18 | 40.00 | 127.20
117 |  | and 1.5m long
117 |  | 2x17x1.5 = 51m
117 |  | Qty taken for cost of using once after
117 |  | deducting for credit = 51x¼x¼ = 3.18 m
117 | 2204 | Carriage of Timber | cum | 0.74 | 118.59 | 87.76
117 |  | CARRIAGE:
117 |  | Poling boards = 1.14 cum
117 |  | Walling = 1.20 cum
117 |  | Ballies struts 3.14/4x(0.125) ² =
117 |  | 0.63 cum
117 |  | Total of carriage = 2.97 cum x ¼ = 0.74
117 |  | LABOUR
117 | 0112 | Carpenter 2nd class | day | 1.00 | 679.00 | 679.00
117 | 0114 | Beldar | day | 1.75 | 558.00 | 976.50
117 | 9999 | Sundries | L.S. | 46.67 | 2.00 | 93.34
117 | TOTAL |  |  |  |  | 5766.30 W
117 | Add 1 % Water charges on "W" |  |  |  |  | 57.66
117 | TOTAL |  |  |  |  | 5823.96 | X
117 |  | Add GST on "X" (multiplying factor
117 |  | 0.1405) 818.27
117 | TOTAL |  |  |  |  | 6642.23 | Y
117 | Add 15% CPOH on "Y" |  |  |  |  | 996.33
117 | TOTAL |  |  |  |  | 7638.56 | Z
117 | Add Cess @ 1% on "Z" |  |  |  |  | 76.39
117 | Cost of 90 Sqm |  |  |  |  | 7714.95
117 |  | Cost per sqm. 85.72
117 | Say |  |  |  |  | 85.70
118 | 2.21 | Open timbering in case of shafts, wells, cesspits, manholes and the like including strutting and shoring complete (Measurements to be taken of the face area timbered):
118 | 2.21.1 | Depth not exceeding 1.5 m Details of cost for a manhole 1.2x 1m x 1.5m Surface area 2(1.2+1.0)x1.5 = 6.6 sqm MATERIAL The Material can be used four times on the same work and after use of material credit is given @ 75% of cost Polling boards of
118 | 1198 | Second class kail wood in planks | 10 cudm | 0.5375 | 260.00 | 139.75
118 |  | 250mm wide and 38mm thick
118 |  | 6x0.25xl.5x0.038 = 0.086 cum =
118 |  | 86cudm
118 |  | Qty taken for cost of using once after
118 |  | deducting for credit = 86x¼x¼ =
118 |  | 5.3755 dm³
118 |  | Walling l00mmxl00mm of
118 | 1197 | Second class kail wood in scantling | 10 cudm | 0.30 | 260.00 | 78.00
118 |  | 4x1.2x0.1x0.1 = 0.048 cum = 48 dm³
118 |  | Qty taken for cost of using once after
118 |  | deducting for credit = 486x¼x¼ = 3 dm³
118 |  | Struts of
118 | 0302 | Safeda ballies 125 mm diameter | metre | 0.40 | 40.00 | 16.00
118 |  | (4x1.0=4.0)+(2x1.2=2.4) = 6.4m
118 |  | Qty taken for cost of using once after
118 |  | deducting for credit = 6.4x¼x¼ = 0.4 m
118 | 2204 | Carriage of Timber | cum | 0.053 | 118.59 | 6.29
118 |  | CARRIAGE :
118 |  | Poling boards = 0.086 cum
118 |  | Walling
118 |  | Ballies struts 3.14/4x(0.125) ² x 6.4 =
118 |  | 0.079 cum
118 |  | Total of carriage = 0.213 cum x¼ =
118 |  | 0.053 cum
118 |  | LABOUR
118 | 0112 | Carpenter 2nd class | day | 0.03 | 679.00 | 20.37
118 | 0114 | Beldar | day | 0.06 | 558.00 | 33.48
118 | 9999 | Sundries | L.S. | 1.82 | 2.00 | 3.64
118 | TOTAL |  |  |  |  | 297.53 W
118 | Add 1 % Water charges on "W" |  |  |  |  | 2.98
118 | TOTAL |  |  |  |  | 300.50 | X
118 |  | Add GST on "X" (multiplying factor
118 |  | 0.1405) 42.22
118 | TOTAL |  |  |  |  | 342.72 | Y
118 | Add 15% CPOH on "Y" |  |  |  |  | 51.41
118 | TOTAL |  |  |  |  | 394.13 | Z
118 | Add Cess @ 1% on "Z" |  |  |  |  | 3.94
118 | Cost of 6.6 sqm. |  |  |  |  | 398.07
118 |  | Cost per sqm. 60.31
118 | Say |  |  |  |  | 60.30
119 | 2.21.2 | Depth exceeding 1.5 m but not exceeding 3 m Details of cost for a manhole 1.2x 1m x 1.5m Surface area 2(1.2+1.0)x1.5 = 6.6 sqm MATERIAL The Material can be used four times on the same work and after use of material credit is given @ 75% of cost Polling boards of
119 | 1198 | Second class kail wood in planks | 10 cudm | 0.5375 | 260.00 | 139.75
119 |  | 250mm wide and 38mm thick :
119 |  | 6x0.25x1.50x0.038 = 0.086 cum =
119 |  | 86cudm
119 |  | Qty taken for cost of using once after
119 |  | deducting for credit = 86x¼x¼ =
119 |  | 5.3755 dm³
119 |  | Walling 100mmxl00mm of
119 | 1197 | Second class kail wood in scantling | 10 cudm | 0.30 | 260.00 | 78.00
119 |  | 4x1.20x0.10x0.10 = 0.048 cum =
119 |  | 48 dm³
119 |  | Qty taken for cost of using once after
119 |  | deducting for credit = 486x¼x¼ =
119 |  | 3 dm³
119 |  | Struts of
119 | 0302 | Safeda ballies 125 mm diameter | metre | 0.40 | 40.00 | 16.00
119 |  | (4x1.00=4.00)+(2x1.20=2.40) = 6.40m
119 |  | Qty taken for cost of using once after
119 |  | deducting for credit = 6.40x¼x¼ =
119 |  | 0.40 m
119 | 2204 | Carriage of Timber | cum | 0.053 | 118.59 | 6.29
119 |  | CARRIAGE :
119 |  | Poling boards = 0.086 cum
119 |  | Walling = 0.048 cum
119 |  | Ballies struts 3.14/4x(0.125) ² x 6.40 =
119 |  | 0.079 cum
119 |  | Total of carriage = 0.213 cum x¼ =
119 |  | 0.053 cum
119 |  | LABOUR
119 | 0112 | Carpenter 2nd class | day | 0.06 | 679.00 | 40.74
119 | 0114 | Beldar | day | 0.12 | 558.00 | 66.96
119 | 9999 | Sundries | L.S. | 2.73 | 2.00 | 5.46
119 | TOTAL |  |  |  |  | 353.20 W
119 | Add 1 % Water charges on "W" |  |  |  |  | 3.53
119 | TOTAL |  |  |  |  | 356.73 | X
119 |  | Add GST on "X" (multiplying factor
119 |  | 0.1405) 50.12
119 | TOTAL |  |  |  |  | 406.85 | Y
119 | Add 15% CPOH on "Y" |  |  |  |  | 61.03
119 | TOTAL |  |  |  |  | 467.87 | Z
119 | Add Cess @ 1% on "Z" |  |  |  |  | 4.68
119 | Cost of 6.6 sqm. |  |  |  |  | 472.55
119 |  | Cost per sqm. 71.60
119 | Say |  |  |  |  | 71.60
120 | 2.21.3 | Depth exceeding 3 m but not exceeding 4.5 m Details of cost for a manhole 1.2x 1m x1.5m Surface area 2(1.20+1.00)x1.50 = 6.60 sqm MATERIAL The Material can be used four times on the same work and after use of material credit is given @ 75% of cost Polling boards of
120 | 1198 | Second class kail wood in planks | 10 cudm | 0.5375 | 260.00 | 139.75
120 |  | 250mm wide and 38mm thick :
120 |  | 6x0.25x1.50x0.038 = 0.086 cum =
120 |  | 86cudm
120 |  | Qty taken for cost of using once after
120 |  | deducting for credit = 86x¼x¼ =
120 |  | 5.3755 dm³
120 |  | Walling 100mmxl00mm of
120 | 1197 | Second class kail wood in scantling | 10 cudm | 0.30 | 260.00 | 78.00
120 |  | 4x1.2x0.10x0.10 = 0.048 cum = 48 dm³
120 |  | Qty taken for cost of using once after
120 |  | deducting for credit = 486x¼x¼ =
120 |  | 3 dm³
120 |  | Struts of
120 | 0302 | Safeda ballies 125 mm diameter | metre | 0.40 | 40.00 | 16.00
120 |  | (4x1.0=4.0)+(2x1.2=2.4) = 6.4m
120 |  | Qty taken for cost of using once after
120 |  | deducting for credit = 6.4x¼x¼ = 0.4 m
120 | 2204 | Carriage of Timber | cum | 0.053 | 118.59 | 6.29
120 |  | CARRIAGE :
120 |  | Poling boards = 0.086 cum
120 |  | Walling = 0.048 cum
120 |  | Ballies struts 3.14/4x(0.125) ² x 6.4 =
120 |  | 0.079 cum
120 |  | Total of carriage = 0.213 cum x¼ =
120 |  | 0.053 cum
120 |  | LABOUR
120 | 0112 | Carpenter 2nd class | day | 0.10 | 679.00 | 67.90
120 | 0114 | Beldar | day | 0.20 | 558.00 | 111.60
120 | 9999 | Sundries | L.S. | 3.64 | 2.00 | 7.28
120 | TOTAL |  |  |  |  | 426.82 W
120 | Add 1 % Water charges on "W" |  |  |  |  | 4.27
120 | TOTAL |  |  |  |  | 431.08 | X
120 |  | Add GST on "X" (multiplying factor
120 |  | 0.1405) 60.57
120 | TOTAL |  |  |  |  | 491.65 | Y
120 | Add 15% CPOH on "Y" |  |  |  |  | 73.75
120 | TOTAL |  |  |  |  | 565.40 | Z
120 | Add Cess @ 1% on "Z" |  |  |  |  | 5.65
120 | Cost of 6.6 sqm. |  |  |  |  | 571.05
120 |  | Cost per sqm. 86.52
120 | Say |  |  |  |  | 86.50
121 | 2.22 | Open timbering over areas including strutting, shoring etc. complete. (Measurements to be taken of the face area timbered):
121 | 2.22.1 | Depth not exceeding 1.5 m Details of cost for an area 30m long and 1.5m deep area = 30 x 1.5 = 45 sqm. MATERIAL The Material can be used four times on the same work and after use of material credit is given @ 75% of cost Polling boards of
121 | 1198 | Second class kail wood in planks | 10 cudm | 3.5625 | 260.00 | 926.25
121 |  | 250mm x 38mm
121 |  | 40x1.50x0.25x0.038 = 0.57cum. =
121 |  | 570 dm³
121 |  | Qty taken for cost of using once after
121 |  | deducting for credit = 570x¼x¼ =
121 |  | 35.625 dm³
121 |  | Raking struts-
121 | 0302 | Safeda ballies 125 mm diameter | metre | 3.75 | 40.00 | 150.00
121 |  | 40x1.50 = 60m
121 |  | Qty taken for cost of using once after
121 |  | deducting for credit = 60x¼x¼ = 3.75 m
121 | 2204 | Carriage of Timber | cum | 0.3275 | 118.59 | 38.84
121 |  | CARRIAGE :
121 |  | Poling boards = 0.57 cum
121 |  | Ballies 40x1.5x3.14/4x0.125² = 0.4 cum.
121 |  | Total for carriage = 1.31 cum x ¼ =
121 |  | 0.3275 cum
121 |  | LABOUR
121 | 0112 | Carpenter 2nd class | day | 0.12 | 679.00 | 81.48
121 | 0114 | Beldar | day | 0.25 | 558.00 | 139.50
121 | 9999 | Sundries | L.S. | 19.76 | 2.00 | 39.52
121 | TOTAL |  |  |  |  | 1375.59 W
121 | Add 1 % Water charges on "W" |  |  |  |  | 13.76
121 | TOTAL |  |  |  |  | 1389.34 | X
121 |  | Add GST on "X" (multiplying factor
121 |  | 0.1405) 195.20
121 | TOTAL |  |  |  |  | 1584.55 | Y
121 | Add 15% CPOH on "Y" |  |  |  |  | 237.68
121 | TOTAL |  |  |  |  | 1822.23 | Z
121 | Add Cess @ 1% on "Z" |  |  |  |  | 18.22
121 | Cost of 45 sqm. |  |  |  |  | 1840.45
121 |  | Cost per sqm. 40.90
121 | Say |  |  |  |  | 40.90
122 | 2.22.2 | Depth exceeding 1.5 m but not exceeding 3 m Details of cost for an area 30m long and 1.5m deep area = 30 x 1.5 = 45 sqm. MATERIAL The Material can be used four times on the same work and after use of material credit is given @ 75% of cost Polling boards of
122 | 1198 | Second class kail wood in planks | 10 cudm | 3.5625 | 260.00 | 926.25
122 |  | 250mm x 38mm
122 |  | 40x1.50x0.25x0.038 = 0.57cum. =
122 |  | 570 dm³
122 |  | Qty taken for cost of using once after
122 |  | deducting for credit = 570x¼x¼ =
122 |  | 35.625 dm³
122 |  | Raking struts-
122 | 0302 | Safeda ballies 125 mm diameter | metre | 3.75 | 40.00 | 150.00
122 |  | 40x1.50 = 60m
122 |  | Qty taken for cost of using once after
122 |  | deducting for credit = 60x¼x¼ =
122 |  | 3.75 m
122 | 2204 | Carriage of Timber | cum | 0.3275 | 118.59 | 38.84
122 |  | CARRIAGE :
122 |  | Poling boards = 0.57 cum
122 |  | Ballies 40x1.50x3.14/4x0.125² =
122 |  | 0.4 cum.
122 |  | Total for carriage = 1.31 cum x ¼ =
122 |  | 0.3275 cum
122 |  | LABOUR
122 | 0112 | Carpenter 2nd class | day | 0.25 | 679.00 | 169.75
122 | 0114 | Beldar | day | 0.50 | 558.00 | 279.00
122 | 9999 | Sundries | L.S. | 33.15 | 2.00 | 66.30
122 | TOTAL |  |  |  |  | 1630.14 W
122 | Add 1 % Water charges on "W" |  |  |  |  | 16.30
122 | TOTAL |  |  |  |  | 1646.44 | X
122 |  | Add GST on "X" (multiplying factor
122 |  | 0.1405) 231.32
122 | TOTAL |  |  |  |  | 1877.76 | Y
122 | Add 15% CPOH on "Y" |  |  |  |  | 281.66
122 | TOTAL |  |  |  |  | 2159.43 | Z
122 | Add Cess @ 1% on "Z" |  |  |  |  | 21.59
122 | Cost of 45 sqm. |  |  |  |  | 2181.02
122 |  | Cost per sqm. 48.47
122 | Say |  |  |  |  | 48.45
123 | 2.22.3 | Depth exceeding 3 m but not exceeding 4.5 m Details of cost for an area 30m long and 1.5m deep area = 30 x 1.50 = 45 sqm. MATERIAL The Material can be used four times on the same work and after use of material credit is given @ 75% of cost Polling boards of
123 | 1198 | Second class kail wood in planks | 10 cudm | 3.5625 | 260.00 | 926.25
123 |  | 250mm x 38mm
123 |  | 40x1.50x0.25x0.038 = 0.57cum. =
123 |  | 570 dm³
123 |  | Qty taken for cost of using once after
123 |  | deducting for credit = 570x¼x¼ =
123 |  | 35.625 dm³
123 |  | Raking struts-
123 | 0302 | Safeda ballies 125 mm diameter | metre | 3.75 | 40.00 | 150.00
123 |  | 40x1.50 = 60m
123 |  | Qty taken for cost of using once after
123 |  | deducting for credit = 60x¼x¼ =
123 |  | 3.75 m
123 | 2204 | Carriage of Timber | cum | 0.3275 | 118.59 | 38.84
123 |  | CARRIAGE :
123 |  | Poling boards = 0.57 cum
123 |  | Ballies 40x1.5x3.14/4x0.125² =
123 |  | 0.4 cum.
123 |  | Total for carriage = 1.31 cum x ¼ =
123 |  | 0.3275 cum
123 |  | LABOUR
123 | 0112 | Carpenter 2nd class | day | 0.50 | 679.00 | 339.50
123 | 0114 | Beldar | day | 0.88 | 558.00 | 491.04
123 | 9999 | Sundries | L.S. | 47.58 | 2.00 | 95.16
123 | TOTAL |  |  |  |  | 2040.79 W
123 | Add 1 % Water charges on "W" |  |  |  |  | 20.41
123 | TOTAL |  |  |  |  | 2061.20 | X
123 |  | Add GST on "X" (multiplying factor
123 |  | 0.1405) 289.60
123 | TOTAL |  |  |  |  | 2350.79 | Y
123 | Add 15% CPOH on "Y" |  |  |  |  | 352.62
123 | TOTAL |  |  |  |  | 2703.41 | Z
123 | Add Cess @ 1% on "Z" |  |  |  |  | 27.03
123 | Cost of 45 sqm. |  |  |  |  | 2730.45
123 |  | Cost per sqm. 60.68
123 | Say |  |  |  |  | 60.70
124 | 2.23 | Extra for planking and strutting in open timbering if required to be left permanently in position. (Face area of the timber permanently left to be measured). Details of co.st for a trench of length 30m and 1.5m deep surface area - 2x30x1.5 = 90 sqm. MATERIAL Poling boards of
124 | 1198 | Second class kail wood in planks | 10 cudm | 99.75 | 260.00 | 25935.00
124 |  | 1.50mx0.25x0.038
124 |  | 2x40x1.50x0.25x0.038 = 1.14cum =
124 |  | 1140 cudm
124 |  | Less @ 1/8 of Qty as timber is
124 |  | supposed to be used once before =
124 |  | 1140 - 142.5 = 997.5 dm ³
124 |  | Walling 100mmx 100mm of
124 | 1197 | Second class kail wood in scantling | 10 cudm | 105.00 | 260.00 | 27300.00
124 |  | 4x30mx0.10 mx0.10 m = 1.20cum=
124 |  | 1200 cudm
124 |  | Less @ 1/8 of Qty as timber is
124 |  | supposed to be used once before =
124 |  | 1200 - 150 = 1050 dm ³
124 |  | Struts of
124 | 0302 | Safeda ballies 125 mm diameter | metre | 44.63 | 40.00 | 1785.20
124 |  | and 1.5m long
124 |  | 2x17x1.5= 51m
124 |  | Less @ 1/8 of Qty as timber is
124 |  | supposed to
124 |  | be used once before = 51 - 6.37 =
124 |  | 44.63 m
124 | 2204 | Carriage of Timber | cum | 1.485 | 118.59 | 176.11
124 |  | Poling boards = 1.14 cum
124 |  | Walling = 1.20 cum
124 |  | Ballies struts 51x3.14x¼x0.125² =
124 |  | 0.63 cum
124 |  | Total of carriage = 2.97 cum Taking
124 |  | half = 2.97 x ½ = 1.485 cum
124 | TOTAL |  |  |  |  | 55196.31 | W
124 | Add 1 % Water charges on "W" |  |  |  |  | 551.96
124 | TOTAL |  |  |  |  | 55748.27 | X
124 |  | Add GST on "X" (multiplying factor
124 |  | 0.1405) 7832.63
124 | TOTAL |  |  |  |  | 63580.90 | Y
124 | Add 15% CPOH on "Y" |  |  |  |  | 9537.14
124 | TOTAL |  |  |  |  | 73118.04 | Z
124 | Add Cess @ 1% on "Z" |  |  |  |  | 731.18
124 | Cost of 90 sqm. |  |  |  |  | 73849.22
124 |  | Cost per sqm. 820.55
124 | Say |  |  |  |  | 820.55
125 | 2.24 | Extra rates for quantities of works, executed:
125 | 2.24.1 | In or under water and/or liquid mud, including pumping out water as required item percentage in rate is applicable in respect of each item but limited to quantities of work executed in difficult condition.)
125 | Cost of 1 metre depth |  |  |  |  | 20.00%
125 | Say |  |  |  |  | 20.00%
125 | 2.24.2 | In or under foul position, including pumping out water as required item only such. Pumping of water as is envisaged at the time of tendering and don't include those that covered under contractual risk)
125 | Cost of 1 metre depth |  |  |  |  | 25.00%
125 | Say |  |  |  |  | 25.00%
125 |  | Note for item no. 2.24:- The extra percentage rate is applicable in respect of each item but limited to
125 |  | quantities of work executed in these difficult conditions. The unit, namely, metre depth, to be considered for
125 |  | payment, shall be the depth measured from the sub soil water level up to the centre of gravity of the qty
125 |  | executed in difficult conditions. The depth shall be reckoned correct to 0.10 m, 0.05 m or more shall be
125 |  | taken as 0.10 m and less than 0.05 m ignored.
125 | 2.25 | Filling available excavated earth (excluding rock) in trenches, plinth, sides of foundations etc. in layers not exceeding 20cm in depth, consolidating each deposited layer by ramming and watering, lead up to 50 m and lift upto 1.5 m. Details of cost for 10 cum. LABOUR
125 | 0128 | Mate | day | 0.20 | 617.00 | 123.40
125 | 0115 | Coolie | day | 2.50 | 558.00 | 1395.00
126 | 0101 | Bhisti | day | 0.20 | 617.00 | 123.40
126 | TOTAL |  |  |  |  | 1641.80 | W
126 | Add 1 % Water charges on "W" |  |  |  |  | 16.42
126 | TOTAL |  |  |  |  | 1658.22 | X
126 |  | Add GST on "X" (multiplying factor
126 |  | 0.1405) 232.98
126 | TOTAL |  |  |  |  | 1891.20 | Y
126 | Add 15% CPOH on "Y" |  |  |  |  | 283.68
126 | TOTAL |  |  |  |  | 2174.88 | Z
126 | Add Cess @ 1% on "Z" |  |  |  |  | 21.75
126 | Cost of 10 cum. |  |  |  |  | 2196.63
126 | Cost of 1 cum. |  |  |  |  | 219.66
126 | Say |  |  |  |  | 219.65
126 |  | 2.25(a) Excavating, supplying and filling of local earth (including royalty) by mechanical
126 |  | transport upto a lead of 5km also including ramming and watering of the earth
126 |  | in layers not exceeding 20 cm in trenches, plinth, sides of foundation etc.
126 |  | complete.
126 |  | Details of cost for 10 cum
126 | 2.6.1 | Rate as per item no 2.6.1 of
126 | SH:2 EARTH WORK | cum | 10.00 | 181.85 | 1818.50 | A
126 |  | Less for initial lead of 50m
126 | 1.2.2 | Rate as per item no 1.2.2 of
126 | SH:1 CARRIAGE OF MATERIALS | cum | -10.00 | 175.78 | -1757.80 | A
126 |  | Add for ramming and watering in
126 |  | layers (Ref. item no 2.27)
126 | 0114 | Beldar (1/2x0.89=0.45 day) | day | 0.45 | 558.00 | 251.10
126 | 0101 | Bhisti | day | 0.35 | 617.00 | 215.95
126 |  | Carriage of materials upto 5 km
126 | 1.1.2 | Rate as per item no 1.1.2 of
126 | SH:1 CARRIAGE OF MATERIALS | cum | 10.00 | 201.83 | 2018.30 | A
126 | 0979 | Royalty for good earth | cum | 10.00 | 40.00 | 400.00
126 | TOTAL |  |  |  |  | 2946.05 W
126 | Add 1 % Water charges on "W-A" |  |  |  |  | 8.67
126 | TOTAL |  |  |  |  | 2954.72 | X
126 |  | Add GST on "X-A" (multiplying
126 |  | factor 0.1405) 123.04
126 | TOTAL |  |  |  |  | 3077.76 | Y
126 | Add 15% CPOH on "Y-A" |  |  |  |  | 149.81
126 | TOTAL |  |  |  |  | 3227.57 | Z
126 | Add Cess @ 1% on "Z-A" |  |  |  |  | 11.49
126 | Cost of 10 cum |  |  |  |  | 3239.06
126 | Cost of 1 cum |  |  |  |  | 323.91
126 | Say |  |  |  |  | 323.90
127 | 2.26 | Extra for every additional lift of 1.5 m or part thereof in excavation / banking excavated or stacked materials.
127 | 2.26.1 | All kinds of soil Details of cost for 10 cum. LABOUR
127 | 0128 | Mate | day | 0.10 | 617.00 | 61.70
127 | 0114 | Beldar | day | 1.10 | 558.00 | 613.80
127 | TOTAL |  |  |  |  | 675.50 W
127 | Add 1 % Water charges on "W" |  |  |  |  | 6.76
127 | TOTAL |  |  |  |  | 682.26 | X
127 |  | Add GST on "X" (multiplying factor
127 |  | 0.1405) 95.86
127 | TOTAL |  |  |  |  | 778.11 | Y
127 | Add 15% CPOH on "Y" |  |  |  |  | 116.72
127 | TOTAL |  |  |  |  | 894.83 | Z
127 | Add Cess @ 1% on "Z" |  |  |  |  | 8.95
127 | Cost of 10 cum. |  |  |  |  | 903.78
127 | Cost of 1 cum. |  |  |  |  | 90.38
127 | Say |  |  |  |  | 90.40
127 | 2.26.2 | Ordinary or hard rock Details of cost for 10 cum. LABOUR
127 | 0128 | Mate | day | 0.20 | 617.00 | 123.40
127 | 0114 | Beldar | day | 1.95 | 558.00 | 1088.10
127 | TOTAL |  |  |  |  | 1211.50 W
127 | Add 1 % Water charges on "W" |  |  |  |  | 12.12
127 | TOTAL |  |  |  |  | 1223.62 | X
127 |  | Add GST on "X" (multiplying factor
127 |  | 0.1405) 171.92
127 | TOTAL |  |  |  |  | 1395.53 | Y
127 | Add 15% CPOH on "Y" |  |  |  |  | 209.33
127 | TOTAL |  |  |  |  | 1604.86 | Z
127 | Add Cess @ 1% on "Z" |  |  |  |  | 16.05
127 | Cost of 10 cum. |  |  |  |  | 1620.91
127 | Cost of 1 cum. |  |  |  |  | 162.09
127 | Say |  |  |  |  | 162.10
127 |  | ramming, consolidating and dressing complete.
127 |  | Details of cost for 10 cum.
127 |  | MATERIAL
127 | 6501 | Sand zone V (Jamuna) | cum | 10.00 | 1225.00 | 12250.00
127 | 2335 | Carriage of Jamuna sand | cum | 10.00 | 103.77 | 1037.70
127 |  | LABOUR
127 | 0114 | Beldar | day | 0.89 | 558.00 | 496.62
127 | 0115 | Coolie | day | 1.07 | 558.00 | 597.06
128 | 0101 | Bhisti | day | 0.35 | 617.00 | 215.95
128 | TOTAL |  |  |  |  | 14597.33 | W
128 | Add 1 % Water charges on "W" |  |  |  |  | 145.97
128 | TOTAL |  |  |  |  | 14743.30 | X
128 |  | Add GST on "X" (multiplying factor
128 |  | 0.1405) 2071.43
128 | TOTAL |  |  |  |  | 16814.74 | Y
128 | Add 15% CPOH on "Y" |  |  |  |  | 2522.21
128 | TOTAL |  |  |  |  | 19336.95 | Z
128 | Add Cess @ 1% on "Z" |  |  |  |  | 193.37
128 | Cost of 10 cum. |  |  |  |  | 19530.32
128 | Cost of 1 cum. |  |  |  |  | 1953.03
128 | Say |  |  |  |  | 1953.05
128 | 2.28 | Surface dressing of the ground including removing vegetation and in-equalities not exceeding 15 cm deep and disposal of rubbish, lead up to 50 m and lift up to 1.5 m.
128 | 2.28.1 | All kinds of soil Details of cost for 100 sqm. LABOUR
128 | 0114 | Beldar | day | 1.97 | 558.00 | 1099.26
128 | 0115 | Coolie | day | 1.29 | 558.00 | 719.82
128 | TOTAL |  |  |  |  | 1819.08 W
128 | Add 1 % Water charges on "W" |  |  |  |  | 18.19
128 | TOTAL |  |  |  |  | 1837.27 | X
128 |  | Add GST on "X" (multiplying factor
128 |  | 0.1405) 258.14
128 | TOTAL |  |  |  |  | 2095.41 | Y
128 | Add 15% CPOH on "Y" |  |  |  |  | 314.31
128 | TOTAL |  |  |  |  | 2409.72 | Z
128 | Add Cess @ 1% on "Z" |  |  |  |  | 24.10
128 | Cost of 100 sqm. |  |  |  |  | 2433.82
128 | Cost of 1 sqm. |  |  |  |  | 24.34
128 | Say |  |  |  |  | 24.35
128 | 2.29 | Ploughing the existing ground to a depth of 15 cm to 25 cm and watering the same.
128 | 2.29.1 | All kinds of soil Details of cost for 100 sqm. LABOUR
128 | 0114 | Beldar | day | 2.75 | 558.00 | 1534.50
129 | 0101 | Bhisti | day | 0.50 | 617.00 | 308.50
129 | TOTAL |  |  |  |  | 1843.00 | W
129 | Add 1 % Water charges on "W" |  |  |  |  | 18.43
129 | TOTAL |  |  |  |  | 1861.43 | X
129 |  | Add GST on "X" (multiplying factor
129 |  | 0.1405) 261.53
129 | TOTAL |  |  |  |  | 2122.96 | Y
129 | Add 15% CPOH on "Y" |  |  |  |  | 318.44
129 | TOTAL |  |  |  |  | 2441.41 | Z
129 | Add Cess @ 1% on "Z" |  |  |  |  | 24.41
129 | Cost of 100 sqm. |  |  |  |  | 2465.82
129 | Cost of 1 sqm. |  |  |  |  | 24.66
129 | Say |  |  |  |  | 24.65
129 | 2.30 | Excavating holes more than 0.10 cum & upto 0.5 cum including getting out the excavated soil, then returning the soil as required in layers not exceeding 20cm in depth, including consolidating each deposited layer by ramming, watering etc, disposing of surplus excavated soil, as directed within a lead of 50 m and lift upto 1.5 m.
129 | 2.30.1 | All kinds of soil Details of cost for 10 holes- Earth work 10 x 0.30 (avg) = 3.0 cum
129 | 2.8.1 | Rate as per item no. 2.8.1 of
129 | SH: Earth work | cum | 3.00 | 252.30 | 756.90 | A
129 |  | Extra labour for filling and ramming
129 | 9999 | Sundries | L.S. | 13.52 | 2.00 | 27.04
129 | TOTAL |  |  |  |  | 783.94 W
129 | Add 1 % Water charges on "W-A" |  |  |  |  | 0.27
129 | TOTAL |  |  |  |  | 784.21 | X
129 |  | Add GST on "X-A" (multiplying factor
129 |  | 0.1405) 3.84
129 | TOTAL |  |  |  |  | 788.05 | Y
129 | Add 15% CPOH on "Y-A" |  |  |  |  | 4.67
129 | TOTAL |  |  |  |  | 792.72 | Z
129 | Add Cess @ 1% on "Z-A" |  |  |  |  | 0.36
129 | Cost of 10 holes |  |  |  |  | 793.08
129 | Cost of 1 hole |  |  |  |  | 79.31
129 | Say |  |  |  |  | 79.30
129 | 2.30.2 | Ordinary rock Details of cost for 10 holes- Earth work 10 x 0.3 (avg) = 3.0 cum
129 | 2.9.1 | Rate as per Item Number 2.9.1 of
129 | SH: Earth Work | cum | 3.00 | 448.15 | 1344.45 | A
129 |  | Extra labour for filling and ramming
130 | 9999 | Sundries | L.S. | 13.52 | 2.00 | 27.04
130 | TOTAL |  |  |  |  | 1371.49 | W
130 | Add 1 % Water charges on "W-A" |  |  |  |  | 0.27
130 | TOTAL |  |  |  |  | 1371.76 | X
130 |  | Add GST on "X-A" (multiplying factor
130 |  | 0.1405) 3.84
130 | TOTAL |  |  |  |  | 1375.60 | Y
130 | Add 15% CPOH on "Y-A" |  |  |  |  | 4.67
130 | TOTAL |  |  |  |  | 1380.27 | Z
130 | Add Cess @ 1% on "Z-A" |  |  |  |  | 0.36
130 | Cost of 10 holes |  |  |  |  | 1380.63
130 | Cost of 1 hole |  |  |  |  | 138.06
130 | Say |  |  |  |  | 138.05
130 | 2.30.3 | Hard rock (requiring blasting) Details of cost for 10 holes- Earth work 10 x 0.3 (avg) = 3.0 cum
130 | 2.9.2 | Rate as per Item Number 2.9.2 of
130 | SH: Earth Work | cum | 3.00 | 729.00 | 2187.00 | A
130 |  | Extra labour for filling and ramming
130 | 9999 | Sundries | L.S. | 13.52 | 2.00 | 27.04
130 | TOTAL |  |  |  |  | 2214.04 W
130 | Add 1 % Water charges on "W-A" |  |  |  |  | 0.27
130 | TOTAL |  |  |  |  | 2214.31 | X
130 |  | Add GST on "X-A" (multiplying factor
130 |  | 0.1405) 3.84
130 | TOTAL |  |  |  |  | 2218.15 | Y
130 | Add 15% CPOH on "Y-A" |  |  |  |  | 4.67
130 | TOTAL |  |  |  |  | 2222.82 | Z
130 | Add Cess @ 1% on "Z-A" |  |  |  |  | 0.36
130 | Cost of 10 holes |  |  |  |  | 2223.18
130 | Cost of 1 hole |  |  |  |  | 222.32
130 | Say |  |  |  |  | 222.30
130 | 2.30.4 | Hard rock (blasting prohibited) Details of cost for 10 holes- Earth work 10 x 0.3 (avg) = 3.0 cum
130 | 2.9.3 | Rate as per Item Number 2.9.3 of
130 | SH: Earth Work | cum | 3.00 | 1080.55 | 3241.65 | A
130 |  | Extra labour for filling and ramming
131 | 9999 | Sundries | L.S. | 13.52 | 2.00 | 27.04
131 | TOTAL |  |  |  |  | 3268.69 | W
131 | Add 1 % Water charges on "W-A" |  |  |  |  | 0.27
131 | TOTAL |  |  |  |  | 3268.96 | X
131 |  | Add GST on "X-A" (multiplying factor
131 |  | 0.1405) 3.84
131 | TOTAL |  |  |  |  | 3272.80 | Y
131 | Add 15% CPOH on "Y-A" |  |  |  |  | 4.67
131 | TOTAL |  |  |  |  | 3277.47 | Z
131 | Add Cess @ 1% on "Z-A" |  |  |  |  | 0.36
131 | Cost of 10 holes |  |  |  |  | 3277.83
131 | Cost of 1 hole |  |  |  |  | 327.78
131 | Say |  |  |  |  | 327.80
131 | 2.31 | Clearing jungle including uprooting of rank vegetation, grass, brush wood, trees and saplings of girth up to 30 cm measured at a height of 1 m above ground level and removal of rubbish up to a distance of 50 m outside the periphery of the area cleared. Details of cost for 100 sqm. LABOUR
131 | 0114 | Beldar | day | 1.08 | 558.00 | 602.64
131 | 0115 | Coolie | day | 0.60 | 558.00 | 334.80
131 | TOTAL |  |  |  |  | 937.44 W
131 | Add 1 % Water charges on "W" |  |  |  |  | 9.37
131 | TOTAL |  |  |  |  | 946.81 | X
131 |  | Add GST on "X" (multiplying factor
131 |  | 0.1405) 133.03
131 | TOTAL |  |  |  |  | 1079.84 | Y
131 | Add 15% CPOH on "Y" |  |  |  |  | 161.98
131 | TOTAL |  |  |  |  | 1241.82 | Z
131 | Add Cess @ 1% on "Z" |  |  |  |  | 12.42
131 | Cost of 100 sqm. |  |  |  |  | 1254.24
131 | Cost of 1 sqm. |  |  |  |  | 12.54
131 | Say |  |  |  |  | 12.55
131 | 2.32 | Clearing grass and removal of the rubbish up to a distance of 50 m outside the periphery of the area cleared. Details of cost for 100 sqm. LABOUR
131 | 0114 | Beldar | day | 0.60 | 558.00 | 334.80
131 | 0115 | Coolie | day | 0.25 | 558.00 | 139.50
132 | 9999 | Sundries | L.S. | 1.82 | 2.00 | 3.64
132 | TOTAL |  |  |  |  | 477.94 | W
132 | Add 1 % Water charges on "W" |  |  |  |  | 4.78
132 | TOTAL |  |  |  |  | 482.72 | X
132 |  | Add GST on "X" (multiplying factor
132 |  | 0.1405) 67.82
132 | TOTAL |  |  |  |  | 550.54 | Y
132 | Add 15% CPOH on "Y" |  |  |  |  | 82.58
132 | TOTAL |  |  |  |  | 633.12 | Z
132 | Add Cess @ 1% on "Z" |  |  |  |  | 6.33
132 | Cost of 100 sqm |  |  |  |  | 639.45
132 | Cost of 1 sqm |  |  |  |  | 6.39
132 | Say |  |  |  |  | 6.40
132 | 2.33 | Felling trees of the girth (measured at a height of 1 m above ground level), including cutting of trunks and branches, removing the roots and stacking of serviceable material and disposal of unserviceable material.
132 | 2.33.1 | Beyond 30 cm girth upto and including 60 cm girth Details of cost for one tree of 15cm dia and average height 3m LABOUR quantity of wood- 3.14/4x0.15x0.15x3 = 0.053 cum. Add 20% for branches = 0.011 cum. Total = 0.064 cum. Labour for cutting in trees removing the roots from the soil and then filling in Pit and depresions.
132 | 0114 | Beldar | day | 0.33 | 558.00 | 184.14
132 | 0115 | Coolie | day | 0.17 | 558.00 | 94.86
132 | 9999 | Sundries | L.S. | 2.73 | 2.00 | 5.46
132 | TOTAL |  |  |  |  | 284.46 W
132 | Add 1 % Water charges on "W" |  |  |  |  | 2.84
132 | TOTAL |  |  |  |  | 287.30 | X
132 |  | Add GST on "X" (multiplying factor
132 |  | 0.1405) 40.37
132 | TOTAL |  |  |  |  | 327.67 | Y
132 | Add 15% CPOH on "Y" |  |  |  |  | 49.15
132 | TOTAL |  |  |  |  | 376.82 | Z
132 | Add Cess @ 1% on "Z" |  |  |  |  | 3.77
132 | Cost of one tree |  |  |  |  | 380.59
132 | Say |  |  |  |  | 380.60
133 | 2.33.2 | Beyond 60 cm girth upto and including 120 cm girth Details of cost for a tree of average girth 90cm, average dia. 0.3m and length 5m LABOUR quantity of wood- (22x0.30x0.30x5)/ 7x4 = 0.35 cum + 20% branches = 0.07 cum. Total = 0.42 cum Labour for cutting trees, removing roots from the soil and filling in pit & depressions:
133 | 0114 | Beldar | day | 1.50 | 558.00 | 837.00
133 | 0115 | Coolie | day | 0.75 | 558.00 | 418.50
133 | 9999 | Sundries | L.S. | 5.46 | 2.00 | 10.92
133 | TOTAL |  |  |  |  | 1266.42 W
133 | Add 1 % Water charges on "W" |  |  |  |  | 12.66
133 | TOTAL |  |  |  |  | 1279.08 | X
133 |  | Add GST on "X" (multiplying factor
133 |  | 0.1405) 179.71
133 | TOTAL |  |  |  |  | 1458.80 | Y
133 | Add 15% CPOH on "Y" |  |  |  |  | 218.82
133 | TOTAL |  |  |  |  | 1677.61 | Z
133 | Add Cess @ 1% on "Z" |  |  |  |  | 16.78
133 | Cost of one tree |  |  |  |  | 1694.39
133 | Say |  |  |  |  | 1694.40
133 | 2.33.3 | Beyond 120 cm girth upto and including 240 cm girth Details of cost for a tree of average girth 180cm, average dia. 0.6m and length 7m LABOUR quantity of wood- (22x06x0.60x7)/ 7x4 = 1.98 cum.+ 20% branches = 0.40 cum. Total = 2.38 cum. Labour for cutting trees, removing roots from the soil and filling in pit & depressions:
133 | 0114 | Beldar | day | 7.00 | 558.00 | 3906.00
133 | 0115 | Coolie | day | 3.50 | 558.00 | 1953.00
133 | 9999 | Sundries | L.S. | 8.06 | 2.00 | 16.12
133 | TOTAL |  |  |  |  | 5875.12 W
133 | Add 1 % Water charges on "W" |  |  |  |  | 58.75
133 | TOTAL |  |  |  |  | 5933.87 | X
133 |  | Add GST on "X" (multiplying factor
133 |  | 0.1405) 833.71
133 | TOTAL |  |  |  |  | 6767.58 | Y
133 | Add 15% CPOH on "Y" |  |  |  |  | 1015.14
133 | TOTAL |  |  |  |  | 7782.72 | Z
133 | Add Cess @ 1% on "Z" |  |  |  |  | 77.83
133 | Cost of one tree |  |  |  |  | 7860.54
133 | Say |  |  |  |  | 7860.55
134 | 2.33.4 | Above 240 cm girth Details of cost for a tree of average girth 300cm, average dia. 1m and length 10m LABOUR quantity of wood- (22 x 1 x 1 x 10)/ 7x4 = 7.86 cum + 20% Branches = 1.57 cum. Total = 9.43 cum. Labour for cutting trees, removing roots from the soil and filling in pit & depressions:
134 | 0114 | Beldar | day | 14.00 | 558.00 | 7812.00
134 | 0115 | Coolie | day | 7.00 | 558.00 | 3906.00
134 | 9999 | Sundries | L.S. | 26.91 | 2.00 | 53.82
134 | TOTAL |  |  |  |  | 11771.82 | W
134 | Add 1 % Water charges on "W" |  |  |  |  | 117.72
134 | TOTAL |  |  |  |  | 11889.54 | X
134 |  | Add GST on "X" (multiplying factor
134 |  | 0.1405) 1670.48
134 | TOTAL |  |  |  |  | 13560.02 | Y
134 | Add 15% CPOH on "Y" |  |  |  |  | 2034.00
134 | TOTAL |  |  |  |  | 15594.02 | Z
134 | Add Cess @ 1% on "Z" |  |  |  |  | 155.94
134 | Cost of one tree |  |  |  |  | 15749.96
134 | Say |  |  |  |  | 15749.95
134 | 2.34 | Supplying chemical emulsion in sealed containers including delivery as specified.
134 | 2.34.1 | Chlorpyriphos/ Lindane emulsifiable concentrate of 20% Details of cost of 100 litres
134 | 7022 | Chlorpyriphos 20% E.C. / Lindane 20% E.C. | litre | 100.00 | 150.00 | 15000.00
134 | 2342 | Carriage of solvent/ Diesel. | quintal | 1.00 | 10.38 | 10.38
134 | TOTAL |  |  |  |  | 15010.38 W
134 | Add 1 % Water charges on "W" |  |  |  |  | 150.10
134 | TOTAL |  |  |  |  | 15160.48 | X
134 |  | Add GST on "X" (multiplying factor
134 |  | 0.1405) 2130.05
134 | TOTAL |  |  |  |  | 17290.53 | Y
134 | Add 15% CPOH on "Y" |  |  |  |  | 2593.58
134 | TOTAL |  |  |  |  | 19884.11 | Z
134 | Add Cess @ 1% on "Z" |  |  |  |  | 198.84
134 |  | Cost for 100 litres 20082.95
134 |  | Cost for 1 litre 200.83
134 | Say |  |  |  |  | 200.85
135 | 2.35 | Diluting and injecting chemical emulsion for POST-CONSTRUCTIONAL anti- termite treatment (excluding the cost of chemical emulsion) :
135 | 2.35.1 | Along external wall where the apron is not provided using chemical emulsion @ 7.5 litres / sqm of the vertical surface of the substructure to a depth of 300mm including excavation channel along the wall & rodding etc. complete: 2.35.1.1 With Chlorpyriphos/ Lindane E.C. 20% with 1% concentration Details of cost for 10 metres MATERIAL Chlorpyriphos 1% concentration = 10.0x 0.30x7.5 = 22.5 litres Chlorpyriphos 20% required = 22.5/ 20 = 1.125 litres Chlorpyriphos 20% E.C. / Lindane 20% E.C. 1.125 litres (to be supplied free of cost) LABOUR
135 | 0114 | Beldar | day | 0.33 | 558.00 | 184.14
135 |  | (for excavating channel) rodding in
135 |  | chemical spraying the emulssion and
135 |  | refilling the same
135 | 9999 | Sundries, rent of sprayer etc. | L.S. | 13.52 | 2.00 | 27.04
135 | TOTAL |  |  |  |  | 211.18 W
135 | Add 1 % Water charges on "W" |  |  |  |  | 2.11
135 | TOTAL |  |  |  |  | 213.29 | X
135 |  | Add GST on "X" (multiplying factor
135 |  | 0.1405) 29.97
135 | TOTAL |  |  |  |  | 243.26 | Y
135 | Add 15% CPOH on "Y" |  |  |  |  | 36.49
135 | TOTAL |  |  |  |  | 279.75 | Z
135 | Add Cess @ 1% on "Z" |  |  |  |  | 2.80
135 |  | Cost for 10 metres 282.55
135 |  | Cost for 1 metre 28.25
135 | Say |  |  |  |  | 28.25
135 | 2.35.2 | Along the external wall below concrete or masonry apron using chemical emulsion @ 2.25 litres per linear metre including drilling and plugging holes etc.: 2.35.2.1 With Chlorpyriphos/ Lindane E.C. 20% with 1% concentration Details of cost for 10 metres MATERIAL Chlorpyriphos 1% concentration = 10x 2.25 = 22.5 litres Chlorpyriphos 20% required = 22.50/ 20 = 1.125 litres
136 |  | Chlorpyriphos 20% E.C. / Lindane
136 |  | 20% E.C. 1.125 litres (to be supplied
136 |  | free of cost)
136 |  | LABOUR
136 | 0114 | Beldar | day | 0.40 | 558.00 | 223.20
136 |  | (for drilling holes and injecting chemical)
136 | 9999 | Sundries and rent of a sprayer and mortar and making good the holes | L.S. | 35.88 | 2.00 | 71.76
136 | TOTAL |  |  |  |  | 294.96 | W
136 | Add 1 % Water charges on "W" |  |  |  |  | 2.95
136 | TOTAL |  |  |  |  | 297.91 | X
136 |  | Add GST on "X" (multiplying factor
136 |  | 0.1405) 41.86
136 | TOTAL |  |  |  |  | 339.77 | Y
136 | Add 15% CPOH on "Y" |  |  |  |  | 50.96
136 | TOTAL |  |  |  |  | 390.73 | Z
136 | Add Cess @ 1% on "Z" |  |  |  |  | 3.91
136 |  | Cost for 10 metres 394.64
136 |  | Cost for 1 metre 39.46
136 | Say |  |  |  |  | 39.45
136 | 2.35.3 | Treatment of soil under existing floors using chemical emulsion @ one litre per hole, 300 mm apart including drilling 12 mm diameter holes and plugging with cement mortar 1 :2 (1 cement : 2 Coarse sand) to match the existing floor: 2.35.3.1 With Chlorpyriphos/Lindane E.C. 20% with 1% concentration Details of cost for 9 sqm. (3 metre x 3 metre) No. of holes - 100 nos. MATERIAL Chlorpyriphos 1% required 100x1 litre = 100 litres Chlorpyriphos 20% E.C. = 100/20 = 5.0 litres Chlorpyriphos 20% E.C. / Lindane 20% E.C. 5 litres (to be supplied free of cost) LABOUR
136 | 0114 | Beldar | day | 2.00 | 558.00 | 1116.00
136 |  | (For making holes & spraying)
136 | 0124 | Mason (brick layer) 2nd class | day | 0.50 | 679.00 | 339.50
137 | 9999 | Sundries, rent of sprayer and mortar | L.S. | 35.88 | 2.00 | 71.76
137 | TOTAL |  |  |  |  | 1527.26 W
137 | Add 1 % Water charges on "W" |  |  |  |  | 15.27
137 | TOTAL |  |  |  |  | 1542.53 | X
137 |  | Add GST on "X" (multiplying factor
137 |  | 0.1405) 216.73
137 | TOTAL |  |  |  |  | 1759.26 | Y
137 | Add 15% CPOH on "Y" |  |  |  |  | 263.89
137 | TOTAL |  |  |  |  | 2023.15 | Z
137 | Add Cess @ 1% on "Z" |  |  |  |  | 20.23
137 |  | Cost for 9 square metre 2043.38
137 |  | Cost per square metre 227.04
137 | Say |  |  |  |  | 227.05
137 | 2.35.4 | Treatment of existing masonry using chemical emulsion @ one litre per hole at 300 mm interval including drilling holes at 45 degree and plugging them with cement mortar 1:2 (1 cement : 2 coarse sand) to the full depth of the hole : 2.35.4.1 With Chlorpyriphos/Lindane E.C. 20% with 1% concentration Details of cost for 10 metres MATERIAL No. of holes 10.0/0.30 = 33.33+1 = 34.33 holes. Say 34 holes chlorpyriphos 1% concentration required = 34x1.0 = 34.00 litres Chlorpyriphos 20% E.C. required 34.00/20 = 1.70 litres Chlorpyriphos 20% E.C. / Lindane 20% E.C. 1.7 litres (to be supplied free of cost) LABOUR
137 | 0114 | Beldar | day | 0.30 | 558.00 | 167.40
137 | 0124 | Mason (brick layer) 2nd class | day | 0.05 | 679.00 | 33.95
137 | 9999 | Sundries, rent of pump etc. | L.S. | 17.94 | 2.00 | 35.88
137 | TOTAL |  |  |  |  | 237.23 W
137 | Add 1 % Water charges on "W" |  |  |  |  | 2.37
137 | TOTAL |  |  |  |  | 239.60 | X
137 |  | Add GST on "X" (multiplying factor
137 |  | 0.1405) 33.66
137 | TOTAL |  |  |  |  | 273.27 | Y
137 | Add 15% CPOH on "Y" |  |  |  |  | 40.99
137 | TOTAL |  |  |  |  | 314.26 | Z
137 | Add Cess @ 1% on "Z" |  |  |  |  | 3.14
137 |  | Cost for 10 metres 317.40
137 |  | Cost for 1 metre 31.74
137 | Say |  |  |  |  | 31.75
138 | 2.35.5 | Treatment at points of contact of wood work by chemical emulsion Chlorpyriphos/ Lindane (in oil or kerosene based solution) @ 0.5 litres per hole by drilling 6 mm dia holes at downward angle of 45 degree at 150 mm centre to centre and sealing the same. Details of cost for 10 metres MATERIAL No. of holes 10.0/0.15 = 66.67+1 = 67.67 holes. Say 68 holes Chlordane 1% concentration required = 68 x 0.5 = 34.00 litres Chlordane 20% E.C. required 34.00/ 20=1.70 litres Chlordane 20% E.C./ Lindane 20% E.C. 1.7 litres (to be supplied free of cost) Kerosene oil = 34-1.7 = 32.30 litres
138 | 0771 | Kerosene oil | litre | 32.30 | 50.00 | 1615.00
138 |  | LABOUR
138 | 0112 | Carpenter 2nd class | day | 0.20 | 679.00 | 135.80
138 |  | (For making holes and plugging the
138 |  | same)
138 | 0114 | Beldar | day | 0.20 | 558.00 | 111.60
138 |  | for injecting chemical
138 | 9999 | Sundries | L.S. | 17.94 | 2.00 | 35.88
138 | TOTAL |  |  |  |  | 1898.28 W
138 | Add 1 % Water charges on "W" |  |  |  |  | 18.98
138 | TOTAL |  |  |  |  | 1917.26 | X
138 |  | Add GST on "X" (multiplying factor
138 |  | 0.1405) 269.38
138 | TOTAL |  |  |  |  | 2186.64 | Y
138 | Add 15% CPOH on "Y" |  |  |  |  | 328.00
138 | TOTAL |  |  |  |  | 2514.63 | Z
138 | Add Cess @ 1% on "Z" |  |  |  |  | 25.15
138 |  | Cost for 10 metres 2539.78
138 |  | Cost for 1 metre 253.98
138 | Say |  |  |  |  | 254.00
138 | 2.36 | Extra for levelling & neatly dressing of disposed soil completely as directed by Engineer-in-charge. Details of cost for 10 cum. LABOUR
138 | 0128 | Mate | day | 0.08 | 617.00 | 49.36
139 | 0115 | Beldar/ Coolie | day | 0.80 | 558.00 | 446.40
139 | TOTAL |  |  |  |  | 495.76 W
139 | Add 1 % Water charges on "W" |  |  |  |  | 4.96
139 | TOTAL |  |  |  |  | 500.72 | X
139 |  | Add GST on "X" (multiplying factor
139 |  | 0.1405) 70.35
139 | TOTAL |  |  |  |  | 571.07 | Y
139 | Add 15% CPOH on "Y" |  |  |  |  | 85.66
139 | TOTAL |  |  |  |  | 656.73 | Z
139 | Add Cess @ 1% on "Z" |  |  |  |  | 6.57
139 | Cost of 10 cum. |  |  |  |  | 663.30
139 | Cost of 1 cum. |  |  |  |  | 66.33
139 | Say |  |  |  |  | 66.35
139 | 2.37 | Supply and stacking of Fly ash conforming to IRC- 58 at site, including carriage, loading , unloading & stacking up to any lead (measured stacks will be reduced by 20% for payment). Details of cost for 1 cum. Ref :- Based on DAR Item No : 1.1.1 A) Labour and carriage
139 | 1980 | Flyash | cum | 1.00 | 10.00 | 10.00
139 |  | (Available free of cost at thermal
139 |  | power plant at Baderpur power plant.
139 |  | Lead = 35 km)
139 | 2262 | Carriage of Flyash | cum | 1.00 | 103.77 | 103.77
139 |  | (1st Lead 0 to 5km)
139 | TOTAL |  |  |  |  | 113.77 | W
139 | Add 1 % Water charges on "W" |  |  |  |  | 1.14
139 | TOTAL |  |  |  |  | 114.91 | X
139 |  | Add GST on "X" (multiplying factor
139 |  | 0.1405) 16.14
139 | TOTAL |  |  |  |  | 131.05 | Y
139 | Add 15% CPOH on "Y" |  |  |  |  | 19.66
139 | TOTAL |  |  |  |  | 150.71 | Z
139 | Add Cess @ 1% on "Z" |  |  |  |  | 1.51
139 | Cost of 1 cum. |  |  |  |  | 152.22
139 | Say |  |  |  |  | 152.20
140 | 2.38 | Filling with available fly ash and earth (excluding rock) in trenches or embankment in layers (each layer should not exceed 15 cm), with intermediate layer of compacted earth (Soil density of 98%) after every four layers of compacted depth of fly ash, sides & top layer of filling shall be done with earth having total minimum compacted thickness 30 cm or as decided by Engineer - in-charge, including compacting each layer by rolling/ ramming and watering, all complete as per drawing and direction of Engineer -in - charge. Details of cost for 10 cum. Ref :- Based on DAR Item No : 2.25 LABOUR
140 | 0128 | Mate | day | 0.20 | 617.00 | 123.40
140 | 0115 | Coolie | day | 2.50 | 558.00 | 1395.00
140 | 0101 | Bhisti | day | 0.20 | 617.00 | 123.40
140 | TOTAL |  |  |  |  | 1641.80 | W
140 | Add 1 % Water charges on "W" |  |  |  |  | 16.42
140 | TOTAL |  |  |  |  | 1658.22 | X
140 |  | Add GST on "X" (multiplying factor
140 |  | 0.1405) 232.98
140 | TOTAL |  |  |  |  | 1891.20 | Y
140 | Add 15% CPOH on "Y" |  |  |  |  | 283.68
140 | TOTAL |  |  |  |  | 2174.88 | Z
140 | Add Cess @ 1% on "Z" |  |  |  |  | 21.75
140 | Cost of 10 cum. |  |  |  |  | 2196.63
140 | Cost of 1 cum. |  |  |  |  | 219.66
140 | Say |  |  |  |  | 219.65

## 03_Mortars
PDF Page | Code / Item No | Description / Specification | Unit | Quantity | Rate (Rs) | Amount (Rs) | Tag / Remarks
142 |  | MORTARS
142 | 133
144 | 3.1 | Cement mortar 1:1 (1 cement : 1 fine sand) Details of cost for 1 cum MATERIAL (0.7175 cum. of cement = 1.02 tonne) Cement required for cement mortar is 71.25%
144 | 0367 | Portland Cement | tonne | 1.02 | 4940.00 | 5038.80
144 | 2209 | Carriage of Cement | tonne | 1.02 | 92.24 | 94.08
144 | 0983 | Fine Sand (Zone IV) | cum | 0.7125 | 900.00 | 641.25
144 | 2261 | Carriage of Fine sand (1 part badarpur sand : 2 parts jamuna sand) | cum | 0.7125 | 103.77 | 73.94
144 |  | LABOUR
144 |  | For measuring, carrying, depositing and mixing-
144 | 0114 | Beldar | day | 0.75 | 558.00 | 418.50
144 | 0101 | Bhisti | day | 0.07 | 617.00 | 43.19
144 | 9999 | Hire and running charges of mechanical mixer | L.S. | 26.90 | 2.00 | 53.80
144 | 9999 | Sundries | L.S. | 13.52 | 2.00 | 27.04
144 | Cost of 1.00 cum |  |  |  |  | 6390.60
144 | Say |  |  |  |  | 6390.60
144 | 3.2 | Cement mortar 1:2 (1 cement : 2 fine sand). Details of cost for 1 cum MATERIAL (0.475 cum. of cement = 0.68 tonne) Cement required for cement mortar is 47.50%
144 | 0367 | Portland Cement | tonne | 0.68 | 4940.00 | 3359.20
144 | 2209 | Carriage of Cement | tonne | 0.68 | 92.24 | 62.72
144 | 0983 | Fine sand (zone IV) | cum | 0.95 | 900.00 | 855.00
144 | 2261 | Carriage of Fine sand (1 part badarpur sand : 2 parts jamuna sand) | cum | 0.95 | 103.77 | 98.58
144 |  | LABOUR
144 |  | For measuring, carrying, depositing and
144 |  | mixing-
144 | 0114 | Beldar | day | 0.75 | 558.00 | 418.50
144 | 0101 | Bhisti | day | 0.07 | 617.00 | 43.19
144 | 9999 | Hire and running charges of mechanical mixer | L.S. | 26.91 | 2.00 | 53.82
144 | 9999 | Sundries | L.S. | 13.52 | 2.00 | 27.04
144 | Cost of 1.00 cum |  |  |  |  | 4918.05
144 | Say |  |  |  |  | 4918.05
144 | 3.3 | Cement mortar 1:3 (1 cement : 3 fine sand). Details of cost for 1 cum MATERIAL (0.357 cum. of cement = 0.51 tonne) Cement required for cement mortar is 35.70%
144 | 0367 | Portland Cement | tonne | 0.51 | 4940.00 | 2519.40
144 | 2209 | Carriage of Cement | tonne | 0.51 | 92.24 | 47.04
144 | 0983 | Fine sand (zone IV) | cum | 1.07 | 900.00 | 963.00
145 | 2261 | Carriage of Fine sand (1 part badarpur sand : 2 parts jamuna sand) | cum | 1.07 | 103.77 | 111.03
145 |  | LABOUR
145 |  | For measuring, carrying, depositing and
145 |  | mixing-
145 | 0114 | Beldar | day | 0.75 | 558.00 | 418.50
145 | 0101 | Bhisti | day | 0.07 | 617.00 | 43.19
145 | 9999 | Hire and running charges of mechanical mixer | L.S. | 26.91 | 2.00 | 53.82
145 | 9999 | Sundries | L.S. | 13.52 | 2.00 | 27.04
145 | Cost of 1.00 cum |  |  |  |  | 4183.03
145 | Say |  |  |  |  | 4183.05
145 | 3.4 | Cement mortar 1:4 (1 cement : 4 fine sand). Details of cost for 1 cum MATERIAL (0.268 cum. of cement = 0.38 tonne) Cement required for cement mortar is 26.80%
145 | 0367 | Portland Cement | tonne | 0.38 | 4940.00 | 1877.20
145 | 2209 | Carriage of Cement | tonne | 0.38 | 92.24 | 35.05
145 | 0983 | Fine sand (zone IV) | cum | 1.07 | 900.00 | 963.00
145 | 2261 | Carriage of Fine sand (1 part badarpur sand : 2 parts jamuna sand) | cum | 1.07 | 103.77 | 111.03
145 |  | LABOUR
145 |  | For measuring, carrying, depositing and
145 |  | mixing-
145 | 0114 | Beldar | day | 0.75 | 558.00 | 418.50
145 | 0101 | Bhisti | day | 0.07 | 617.00 | 43.19
145 | 9999 | Hire and running charges of mechanical mixer | L.S. | 26.91 | 2.00 | 53.82
145 | 9999 | Sundries | L.S. | 13.52 | 2.00 | 27.04
145 | Cost of 1.00 cum |  |  |  |  | 3528.84
145 | Say |  |  |  |  | 3528.85
145 | 3.5 | Cement mortar 1:5 (1 cement : 5 fine sand). Details of cost for 1 cum MATERIAL (0.214 cum. of cement = 0.31 tonne) Cement required for cement mortar is 21.40%
145 | 0367 | Portland Cement | tonne | 0.31 | 4940.00 | 1531.40
145 | 2209 | Carriage of Cement | tonne | 0.31 | 92.24 | 28.59
145 | 0983 | Fine sand (zone IV) | cum | 1.07 | 900.00 | 963.00
145 | 2261 | Carriage of Fine sand (1 part badarpur sand : 2 parts jamuna sand) | cum | 1.07 | 103.77 | 111.03
145 |  | LABOUR
145 |  | For measuring, carrying, depositing and
145 |  | mixing-
146 | 0114 | Beldar | day | 0.75 | 558.00 | 418.50
146 | 0101 | Bhisti | day | 0.07 | 617.00 | 43.19
146 | 9999 | Hire and running charges of mechanical mixer | L.S. | 26.91 | 2.00 | 53.82
146 | 9999 | Sundries | L.S. | 13.52 | 2.00 | 27.04
146 | Cost of 1.00 cum |  |  |  |  | 3176.58
146 | Say |  |  |  |  | 3176.60
146 | 3.6 | Cement mortar 1:6 (1 cement : 6 fine sand). Details of cost for 1 cum MATERIAL (0.178 cum. of cement = 0.25 tonne) Cement required for cement mortar is 17.80%
146 | 0367 | Portland Cement | tonne | 0.25 | 4940.00 | 1235.00
146 | 2209 | Carriage of Cement | tonne | 0.25 | 92.24 | 23.06
146 | 0983 | Fine sand (zone IV) | cum | 1.07 | 900.00 | 963.00
146 | 2261 | Carriage of Fine sand (1 part badarpur sand : 2 parts jamuna sand) | cum | 1.07 | 103.77 | 111.03
146 |  | LABOUR
146 |  | For measuring, carrying, depositing and
146 |  | mixing-
146 | 0114 | Beldar | day | 0.75 | 558.00 | 418.50
146 | 0101 | Bhisti | day | 0.07 | 617.00 | 43.19
146 | 9999 | Hire and running charges of mechanical mixer | L.S. | 26.91 | 2.00 | 53.82
146 | 9999 | Sundries | L.S. | 13.52 | 2.00 | 27.04
146 | Cost of 1.00 cum |  |  |  |  | 2874.64
146 | Say |  |  |  |  | 2874.65
146 | 3.7 | Cement mortar 1:2 (1 cement : 2 coarse sand). Details of cost for 1 cum MATERIAL (0.476 cum. of cement = 0.68 tonne) Cement required for cement mortar is 47.50%
146 | 0367 | Portland Cement | tonne | 0.68 | 4940.00 | 3359.20
146 | 2209 | Carriage of Cement | tonne | 0.68 | 92.24 | 62.72
146 | 0982 | Coarse sand (zone III) | cum | 0.95 | 1350.00 | 1282.50
146 | 2203 | Carriage of Coarse sand | cum | 0.95 | 103.77 | 98.58
146 |  | LABOUR
146 |  | For measuring, carrying, depositing and
146 |  | mixing-
146 | 0114 | Beldar | day | 0.75 | 558.00 | 418.50
146 | 0101 | Bhisti | day | 0.07 | 617.00 | 43.19
146 | 9999 | Hire and running charges of mechanical mixer | L.S. | 26.91 | 2.00 | 53.82
146 | 9999 | Sundries | L.S. | 13.52 | 2.00 | 27.04
146 | Cost of 1.00 cum |  |  |  |  | 5345.55
146 | Say |  |  |  |  | 5345.55
147 | 3.8 | Cement mortar 1:3 (1 cement : 3 coarse sand). Details of cost for 1 cum MATERIAL (0.357 cum. of cement = 0.51 tonne) Cement required for cement mortar is 35.70%
147 | 0367 | Portland Cement | tonne | 0.51 | 4940.00 | 2519.40
147 | 2209 | Carriage of Cement | tonne | 0.51 | 92.24 | 47.04
147 | 0982 | Coarse sand (zone III) | cum | 1.07 | 1350.00 | 1444.50
147 | 2203 | Carriage of Coarse sand | cum | 1.07 | 103.77 | 111.03
147 |  | LABOUR
147 |  | For measuring, carrying, depositing and
147 |  | mixing-
147 | 0114 | Beldar | day | 0.75 | 558.00 | 418.50
147 | 0101 | Bhisti | day | 0.07 | 617.00 | 43.19
147 | 9999 | Hire and running charges of mechanical mixer | L.S. | 26.91 | 2.00 | 53.82
147 | 9999 | Sundries | L.S. | 13.52 | 2.00 | 27.04
147 | Cost of 1.00 cum |  |  |  |  | 4664.53
147 | Say |  |  |  |  | 4664.55
147 | 3.9 | Cement mortar 1:4 (1 cement : 4 coarse sand). Details of cost for 1 cum MATERIAL (0.268 cum. of cement = 0.38 tonne) Cement required for cement mortar is 26.80%
147 | 0367 | Portland Cement | tonne | 0.38 | 4940.00 | 1877.20
147 | 2209 | Carriage of Cement | tonne | 0.38 | 92.24 | 35.05
147 | 0982 | Coarse sand (zone III) | cum | 1.07 | 1350.00 | 1444.50
147 | 2203 | Carriage of Coarse sand | cum | 1.07 | 103.77 | 111.03
147 |  | LABOUR
147 |  | For measuring, carrying, depositing and
147 |  | mixing-
147 | 0114 | Beldar | day | 0.75 | 558.00 | 418.50
147 | 0101 | Bhisti | day | 0.07 | 617.00 | 43.19
147 | 9999 | Hire and running charges of mechanical mixer | L.S. | 26.91 | 2.00 | 53.82
147 | 9999 | Sundries | L.S. | 13.52 | 2.00 | 27.04
147 | Cost of 1.00 cum |  |  |  |  | 4010.34
147 | Say |  |  |  |  | 4010.35
147 | 3.10 | Cement mortar 1:5 (1 cement : 5 coarse sand). Details of cost for 1 cum MATERIAL (0.214 cum. of cement = 0.31 tonne) Cement required for cement mortar is 21.40%
147 | 0367 | Portland Cement | tonne | 0.31 | 4940.00 | 1531.40
147 | 2209 | Carriage of Cement | tonne | 0.31 | 92.24 | 28.59
148 | 0982 | Coarse sand (zone III) | cum | 1.07 | 1350.00 | 1444.50
148 | 2203 | Carriage of Coarse sand | cum | 1.07 | 103.77 | 111.03
148 |  | LABOUR
148 |  | For measuring, carrying, depositing and
148 |  | mixing-
148 | 0114 | Beldar | day | 0.75 | 558.00 | 418.50
148 | 0101 | Bhisti | day | 0.07 | 617.00 | 43.19
148 | 9999 | Hire and running charges of mechanical mixer | L.S. | 26.91 | 2.00 | 53.82
148 | 9999 | Sundries | L.S. | 13.52 | 2.00 | 27.04
148 | TOTAL |  |  |  |  | 3658.08
148 | Say |  |  |  |  | 3658.10
148 | 3.11 | Cement mortar 1:6 (1 cement : 6 coarse sand). Details of cost for 1 cum MATERIAL (0.178 cum. of cement = 0.25 tonne) Cement required for cement mortar is 17.80%
148 | 0367 | Portland Cement | tonne | 0.25 | 4940.00 | 1235.00
148 | 2209 | Carriage of Cement | tonne | 0.25 | 92.24 | 23.06
148 | 0982 | Coarse sand (zone III) | cum | 1.07 | 1350.00 | 1444.50
148 | 2203 | Carriage of Coarse sand | cum | 1.07 | 103.77 | 111.03
148 |  | LABOUR
148 |  | For measuring, carrying, depositing and
148 |  | mixing-
148 | 0114 | Beldar | day | 0.75 | 558.00 | 418.50
148 | 0101 | Bhisti | day | 0.07 | 617.00 | 43.19
148 | 9999 | Hire and running charges of mechanical mixer | L.S. | 26.91 | 2.00 | 53.82
148 | 9999 | Sundries | L.S. | 13.52 | 2.00 | 27.04
148 | Cost of 1.00 cum |  |  |  |  | 3356.14
148 | Say |  |  |  |  | 3356.15
148 | 3.12 | Cement mortar 1:2 (1 cement : 2 stone dust). Details of cost for 1 cum MATERIAL (0.475 cum. of cement = 0.68 tonne) Cement required for cement mortar is 47.50%
148 | 0367 | Portland Cement | tonne | 0.68 | 4940.00 | 3359.20
148 | 2209 | Carriage of Cement | tonne | 0.68 | 92.24 | 62.72
148 | 1159 | Stone dust | cum | 0.95 | 1100.00 | 1045.00
148 | 2267 | Carriage of Stone dust | cum | 0.95 | 103.77 | 98.58
148 |  | LABOUR
148 |  | For measuring, carrying, depositing and
148 |  | mixing-
149 | 0114 | Beldar | day | 0.75 | 558.00 | 418.50
149 | 0101 | Bhisti | day | 0.07 | 617.00 | 43.19
149 | 9999 | Hire and running charges of mechanical mixer | L.S. | 26.91 | 2.00 | 53.82
149 | 9999 | Sundries | L.S. | 13.52 | 2.00 | 27.04
149 | Cost of 1.00 cum |  |  |  |  | 5108.05
149 | Say |  |  |  |  | 5108.05
149 | 3.13 | Cement mortar 1:2 (1 cement : 2 marble dust). Details of cost for 1 cum MATERIAL (0.475 cum of cement = 0.68 tonne) Cement required for cement mortar is 47.50%
149 | 0367 | Portland Cement | tonne | 0.68 | 4940.00 | 3359.20
149 | 2209 | Carriage of Cement | tonne | 0.68 | 92.24 | 62.72
149 | 0784 | Marble dust/ powder | cum | 0.95 | 1130.00 | 1073.50
149 | 2268 | Carriage of Marble dust and marble chips | cum | 0.95 | 103.77 | 98.58
149 |  | LABOUR
149 |  | For measuring, carrying, depositing and
149 |  | mixing
149 | 0114 | Beldar | day | 0.75 | 558.00 | 418.50
149 | 0101 | Bhisti | day | 0.07 | 617.00 | 43.19
149 | 9999 | Hire and running charges of mechanical mixer | L.S. | 26.91 | 2.00 | 53.82
149 | 9999 | Sundries | L.S. | 13.52 | 2.00 | 27.04
149 | Cost of 1.00 cum |  |  |  |  | 5136.55
149 | Say |  |  |  |  | 5136.55
149 | 3.14 | Cement mortar 1:5 (1 cement : 5 marble dust). Details of cost for 1 cum MATERIAL (0.214 cum. of cement = 0.31 tonne) Cement required for cement mortar is 21.40%
149 | 0367 | Portland Cement | tonne | 0.31 | 4940.00 | 1531.40
149 | 2209 | Carriage of Cement | tonne | 0.31 | 92.24 | 28.59
149 | 0784 | Marble dust/ powder | cum | 1.07 | 1130.00 | 1209.10
149 | 2268 | Carriage of Marble dust and marble chips | cum | 1.07 | 103.77 | 111.03
149 |  | LABOUR
149 |  | For measuring, carrying, depositing and
149 |  | mixing-
149 | 0114 | Beldar | day | 0.75 | 558.00 | 418.50
149 | 0101 | Bhisti | day | 0.07 | 617.00 | 43.19
149 | 9999 | Hire and running charges of mechanical mixer | L.S. | 26.91 | 2.00 | 53.82
149 | 9999 | Sundries | L.S. | 13.52 | 2.00 | 27.04
149 | Cost of 1.00 cum |  |  |  |  | 3422.68
149 | Say |  |  |  |  | 3422.70
150 | 3.15 | White cement mortar 1:2 (1 white cement : 2 marble dust). Details of cost for 1 cum MATERIAL (0.475 cum. of white cement = 0.68 tonne) Cement required for cement mortar is 47.50%
150 | 0368 | White Cement | tonne | 0.68 | 11200.00 | 7616.00
150 | 2209 | Carriage of Cement | tonne | 0.68 | 92.24 | 62.72
150 | 0784 | Marble dust/ powder | cum | 0.95 | 1130.00 | 1073.50
150 | 2268 | Carriage of Marble dust and marble chips | cum | 0.95 | 103.77 | 98.58
150 |  | LABOUR
150 |  | For measuring, carrying, depositing and
150 |  | mixing-
150 | 0114 | Beldar | day | 0.75 | 558.00 | 418.50
150 | 0101 | Bhisti | day | 0.07 | 617.00 | 43.19
150 | 9999 | Hire and running charges of mechanical mixer | L.S. | 26.91 | 2.00 | 53.82
150 | 9999 | Sundries | L.S. | 13.52 | 2.00 | 27.04
150 | Cost of 1.00 cum |  |  |  |  | 9393.35
150 | Say |  |  |  |  | 9393.35
150 | 3.16 | White cement mortar 1:3 (1 white cement : 3 marble dust). Details of cost for 1 cum MATERIAL (0.357 cum. of white cement = 0.51 tonne) Cement required for cement mortar is 35.70%
150 | 0368 | White Cement | tonne | 0.51 | 11200.00 | 5712.00
150 | 2209 | Carriage of Cement | tonne | 0.51 | 92.24 | 47.04
150 | 0784 | Marble dust/ powder | cum | 1.07 | 1130.00 | 1209.10
150 | 2268 | Carriage of Marble dust and marble chips | cum | 1.07 | 103.77 | 111.03
150 |  | LABOUR
150 |  | For measuring, carrying, depositing and
150 |  | mixing-
150 | 0114 | Beldar | day | 0.75 | 558.00 | 418.50
150 | 0101 | Bhisti | day | 0.07 | 617.00 | 43.19
150 | 9999 | Hire and running charges of mechanical mixer | L.S. | 26.91 | 2.00 | 53.82
150 | 9999 | Sundries | L.S. | 13.52 | 2.00 | 27.04
150 | Cost of 1.00 cum |  |  |  |  | 7621.73
150 | Say |  |  |  |  | 7621.75
150 | 3.17 | White cement mortar 1:5 (1 white cement : 5 marble dust). Details of cost for 1 cum MATERIAL (0.214 cum. of white cement = 0.31 tonne) Cement required for cement mortar is 21.40%
150 | 0368 | White Cement | tonne | 0.31 | 11200.00 | 3472.00
150 | 2209 | Carriage of Cement | tonne | 0.31 | 92.24 | 28.59
150 | 0784 | Marble dust/ powder | cum | 1.07 | 1130.00 | 1209.10
150 | 2268 | Carriage of Marble dust and marble chips | cum | 1.07 | 103.77 | 111.03
151 |  | LABOUR
151 |  | For measuring, carrying, depositing and
151 |  | mixing-
151 | 0114 | Beldar | day | 0.75 | 558.00 | 418.50
151 | 0101 | Bhisti | day | 0.07 | 617.00 | 43.19
151 | 9999 | Hire and running charges of mechanical mixer | L.S. | 26.91 | 2.00 | 53.82
151 | 9999 | Sundries | L.S. | 13.52 | 2.00 | 27.04
151 | Cost of 1.00 cum |  |  |  |  | 5363.28
151 | Say |  |  |  |  | 5363.30
151 | 3.18 | Mud mortar Detail of cost for one cum MATERIAL
151 | 0811 | Mud (dry) | cum | 1.08 | 165.00 | 178.20
151 |  | LABOUR
151 | 0114 | Beldar | day | 0.63 | 558.00 | 351.54
151 | 0101 | Bhisti | day | 0.315 | 617.00 | 194.36
151 | 9999 | Sundries | L.S. | 6.45 | 2.00 | 12.90
151 | Cost of one cum |  |  |  |  | 737.00
151 | Say |  |  |  |  | 737.00
151 |  | Details of cost for 1 cum
151 |  | MATERIAL
151 |  | (0.475 cum of lime putty) = 3.01 q of
151 |  | unslaked lime
151 | 1182 | Surkhi | cum | 0.7125 | 700.00 | 498.75
151 | 0773 | Unslaked lime | quintal | 3.01 | 300.00 | 903.00
151 | 0784 | Marble dust/ powder | cum | 0.24 | 1130.00 | 271.20
151 | 2268 | Marble dust and/or marble chips | cum | 0.24 | 103.77 | 24.90
151 | 2208 | Carriage of Lime | cum | 3.01 | 103.77 | 312.35
151 |  | LABOUR
151 |  | For slaking lime, making lime putty, grinding
151 |  | and carrying
151 | 0114 | Beldar | day | 0.90 | 558.00 | 502.20
151 | 0101 | Bhisti | day | 0.45 | 617.00 | 277.65
151 | 9999 | As cost for running and upkeep of mortar mill | L.S. | 10.35 | 2.00 | 20.70
151 | 9999 | Sundries | L.S. | 5.20 | 2.00 | 10.40
151 | Cost of 1.00 cum |  |  |  |  | 2821.15
151 | Say |  |  |  |  | 2821.15

## 04_Concrete_Work
PDF Page | Code / Item No | Description / Specification | Unit | Quantity | Rate (Rs) | Amount (Rs) | Tag / Remarks
152 |  | CONCRETE WORK
152 | 143
154 | 4.1 | Providing and laying in position cement concrete of specified grade excluding the cost of centering and shuttering - All work up to plinth level :
154 | 4.1.2 | 1:1½:3 (1 Cement: 1½ coarse sand (zone-III) : 3 graded stone aggregate 20 mm nominal size) Details of cost for 1 cum. MATERIAL
154 | 0295 | Stone Aggregate (Single size) : 20 mm nominal size | cum | 0.57 | 1350.00 | 769.50
154 | 0297 | Stone Aggregate (Single size) : 10 mm nominal size | cum | 0.28 | 1350.00 | 378.00
154 | 2202 | Carriage of Stone aggregate below 40 mm nominal size | cum | 0.85 | 103.77 | 88.20
154 | 0982 | Coarse sand (zone III) | cum | 0.425 | 1350.00 | 573.75
154 | 2203 | Carriage of Coarse sand | cum | 0.425 | 103.77 | 44.10
154 | 0367 | Portland Cement (0.2833 cum) | tonne | 0.40 | 4940.00 | 1976.00
154 | 2209 | Carriage of Cement | tonne | 0.40 | 92.24 | 36.90
154 |  | LABOUR
154 | 0155 | Mason (average) | day | 0.10 | 709.00 | 70.90
154 | 0114 | Beldar | day | 1.63 | 558.00 | 909.54
154 | 0101 | Bhisti | day | 0.70 | 617.00 | 431.90
154 | 0002 | Hire charges of Concrete Mixer 0.25 to 0.40 cum with hooper | day | 0.07 | 800.00 | 56.00
154 | 0012 | Vibrator(Needle type 40mm) | day | 0.07 | 370.00 | 25.90
154 | 9999 | Sundries | L.S. | 14.30 | 2.00 | 28.60
154 | TOTAL |  |  |  |  | 5389.29 W
154 | Add 1 % Water charges on "W" |  |  |  |  | 53.89
154 | TOTAL |  |  |  |  | 5443.19 | X
154 |  | Add GST on "X" (multiplying factor
154 |  | 0.1405) 764.77
154 | TOTAL |  |  |  |  | 6207.95 | Y
154 | Add 15% CPOH on "Y" |  |  |  |  | 931.19
154 | TOTAL |  |  |  |  | 7139.15 | Z
154 | Add Cess @ 1% on "Z" |  |  |  |  | 71.39
154 | Cost of 1 cum. |  |  |  |  | 7210.54
154 | Say |  |  |  |  | 7210.55
154 | 4.1.3 | 1:2:4 (1 cement : 2 coarse sand (zone-III) : 4 graded stone aggregate 20 mm nominal size) Details of cost for 1 cum. MATERIAL
154 | 0295 | Stone Aggregate (Single size) : 20 mm nominal size | cum | 0.67 | 1350.00 | 904.50
154 | 0297 | Stone Aggregate (Single size) : 10 mm nominal size | cum | 0.22 | 1350.00 | 297.00
154 | 2202 | Carriage of Stone aggregate below 40 mm nominal size | cum | 0.89 | 103.77 | 92.36
154 | 0982 | Coarse sand (zone III) | cum | 0.445 | 1350.00 | 600.75
154 | 2203 | Carriage of Coarse sand | cum | 0.445 | 103.77 | 46.18
154 | 0367 | Portland Cement (0.2225 cum) | tonne | 0.32 | 4940.00 | 1580.80
154 | 2209 | Carriage of Cement | tonne | 0.32 | 92.24 | 29.52
155 |  | LABOUR
155 | 0155 | Mason (average) | day | 0.10 | 709.00 | 70.90
155 | 0114 | Beldar | day | 1.63 | 558.00 | 909.54
155 | 0101 | Bhisti | day | 0.70 | 617.00 | 431.90
155 | 0002 | Hire charges of Concrete Mixer 0.25 to 0.40 cum with hooper | day | 0.07 | 800.00 | 56.00
155 | 0012 | Vibrator(Needle type 40mm) | day | 0.07 | 370.00 | 25.90
155 | 9999 | Sundries | L.S. | 14.30 | 2.00 | 28.60
155 | TOTAL |  |  |  |  | 5073.94 W
155 | Add 1 % Water charges on "W" |  |  |  |  | 50.74
155 | TOTAL |  |  |  |  | 5124.68 | X
155 |  | Add GST on "X" (multiplying factor
155 |  | 0.1405) 720.02
155 | TOTAL |  |  |  |  | 5844.70 | Y
155 | Add 15% CPOH on "Y" |  |  |  |  | 876.70
155 | TOTAL |  |  |  |  | 6721.40 | Z
155 | Add Cess @ 1% on "Z" |  |  |  |  | 67.21
155 | Cost of 1 cum. |  |  |  |  | 6788.62
155 | Say |  |  |  |  | 6788.60
155 | 4.1.4 | 1:2:4 (1 Cement : 2 coarse sand (zone-III) : 4 graded stone aggregate 40 mm nominal size) Details of cost for 1 cum. MATERIAL
155 | 0293 | Stone Aggregate (Single size) : 40 mm nominal size, | cum | 0.52 | 1300.00 | 676.00
155 |  | 0.56 - (7.5% for voids i.e.) 0.04 =
155 |  | 0.52 cum
155 | 0295 | Stone Aggregate (Single size) : 20 mm nominal size | cum | 0.22 | 1350.00 | 297.00
155 | 0297 | Stone Aggregate (Single size) : 10 mm nominal size | cum | 0.11 | 1350.00 | 148.50
155 | 2206 | Carriage of Stone aggregate 40 mm nominal size and above | cum | 0.52 | 112.79 | 58.65
155 | 2202 | Carriage of Stone aggregate below 40 mm nominal size | cum | 0.33 | 103.77 | 34.24
155 | 0982 | Coarse sand (zone III) | cum | 0.445 | 1350.00 | 600.75
155 | 2203 | Carriage of Coarse sand | cum | 0.445 | 103.77 | 46.18
155 | 0367 | Portland Cement (0.2225 cum) | tonne | 0.32 | 4940.00 | 1580.80
155 | 2209 | Carriage of Cement | tonne | 0.32 | 92.24 | 29.52
155 |  | LABOUR
155 | 0155 | Mason (average) | day | 0.10 | 709.00 | 70.90
155 | 0114 | Beldar | day | 1.63 | 558.00 | 909.54
155 | 0101 | Bhisti | day | 0.70 | 617.00 | 431.90
155 | 0002 | Hire charges of Concrete Mixer 0.25 to 0.40 cum with hooper | day | 0.07 | 800.00 | 56.00
155 | 0012 | Vibrator(Needle type 40mm) | day | 0.07 | 370.00 | 25.90
156 | 9999 | Sundries | L.S. | 13.52 | 2.00 | 27.04
156 | TOTAL |  |  |  |  | 4992.92 | W
156 | Add 1 % Water charges on "W" |  |  |  |  | 49.93
156 | TOTAL |  |  |  |  | 5042.85 | X
156 |  | Add GST on "X" (multiplying factor
156 |  | 0.1405) 708.52
156 | TOTAL |  |  |  |  | 5751.37 | Y
156 | Add 15% CPOH on "Y" |  |  |  |  | 862.71
156 | TOTAL |  |  |  |  | 6614.07 | Z
156 | Add Cess @ 1% on "Z" |  |  |  |  | 66.14
156 | Cost of 1 cum. |  |  |  |  | 6680.21
156 | Say |  |  |  |  | 6680.20
156 | 4.1.5 | 1:3:6 (1 Cement : 3 coarse sand (zone-III) : 6 graded stone aggregate 20 mm nominal size) Details of cost for 1 cum. MATERIAL
156 | 0295 | Stone Aggregate (Single size) : 20 mm nominal size | cum | 0.70 | 1350.00 | 945.00
156 | 0297 | Stone Aggregate (Single size) : 10 mm nominal size | cum | 0.24 | 1350.00 | 324.00
156 | 2202 | Carriage of Stone aggregate below 40 mm nominal size | cum | 0.94 | 103.77 | 97.54
156 | 0982 | Coarse sand (zone III) | cum | 0.47 | 1350.00 | 634.50
156 | 2203 | Carriage of Coarse sand | cum | 0.47 | 103.77 | 48.77
156 | 0367 | Portland Cement(0.15674 cum) | tonne | 0.22 | 4940.00 | 1086.80
156 | 2209 | Carriage of Cement | tonne | 0.22 | 92.24 | 20.29
156 |  | LABOUR
156 | 0155 | Mason (average) | day | 0.10 | 709.00 | 70.90
156 | 0114 | Beldar | day | 1.63 | 558.00 | 909.54
156 | 0101 | Bhisti | day | 0.70 | 617.00 | 431.90
156 | 0002 | Hire charges of Concrete Mixer 0.25 to 0.40 cum with hooper | day | 0.07 | 800.00 | 56.00
156 | 0012 | Vibrator(Needle type 40mm) | day | 0.07 | 370.00 | 25.90
156 | 9999 | Sundries | L.S. | 13.52 | 2.00 | 27.04
156 | TOTAL |  |  |  |  | 4678.19 W
156 | Add 1 % Water charges on "W" |  |  |  |  | 46.78
156 | TOTAL |  |  |  |  | 4724.97 | X
156 |  | Add GST on "X" (multiplying factor
156 |  | 0.1405) 663.86
156 | TOTAL |  |  |  |  | 5388.83 | Y
156 | Add 15% CPOH on "Y" |  |  |  |  | 808.32
156 | TOTAL |  |  |  |  | 6197.15 | Z
156 | Add Cess @ 1% on "Z" |  |  |  |  | 61.97
156 | Cost of 1 cum. |  |  |  |  | 6259.12
156 | Say |  |  |  |  | 6259.10
157 | 4.1.6 | 1:3:6 (1 Cement : 3 coarse sand (zone-III): 6 graded stone aggregate 40 mm nominal size) Details of cost for 1 cum. MATERIAL
157 | 0293 | Stone Aggregate (Single size) : 40 mm nominal size | cum | 0.65 | 1300.00 | 845.00
157 |  | (0.70 cum - 7.5% for voids i.e.
157 |  | 0.05 =0.65 cum)
157 | 0295 | Stone Aggregate (Single size) : 20 mm nominal size | cum | 0.24 | 1350.00 | 324.00
157 | 2206 | Carriage of Stone aggregate 40 mm nominal size and above | cum | 0.65 | 112.79 | 73.31
157 | 2202 | Carriage of Stone aggregate below 40 mm nominal size | cum | 0.24 | 103.77 | 24.90
157 | 0982 | Coarse sand (zone III) | cum | 0.47 | 1350.00 | 634.50
157 | 2203 | Carriage of Coarse sand | cum | 0.47 | 103.77 | 48.77
157 | 0367 | Portland Cement (0.15674 cum) | tonne | 0.22 | 4940.00 | 1086.80
157 | 2209 | Carriage of Cement | tonne | 0.22 | 92.24 | 20.29
157 |  | LABOUR
157 | 0155 | Mason (average) | day | 0.10 | 709.00 | 70.90
157 | 0114 | Beldar | day | 1.63 | 558.00 | 909.54
157 | 0101 | Bhisti | day | 0.70 | 617.00 | 431.90
157 | 0002 | Hire charges of Concrete Mixer 0.25 to 0.40 cum with hooper | day | 0.07 | 800.00 | 56.00
157 | 0012 | Vibrator(Needle type 40mm) | day | 0.07 | 370.00 | 25.90
157 | 9999 | Sundries | L.S. | 13.52 | 2.00 | 27.04
157 | TOTAL |  |  |  |  | 4578.86 W
157 | Add 1 % Water charges on "W" |  |  |  |  | 45.79
157 | TOTAL |  |  |  |  | 4624.65 | X
157 |  | Add GST on "X" (multiplying factor
157 |  | 0.1405) 649.76
157 | TOTAL |  |  |  |  | 5274.42 | Y
157 | Add 15% CPOH on "Y" |  |  |  |  | 791.16
157 | TOTAL |  |  |  |  | 6065.58 | Z
157 | Add Cess @ 1% on "Z" |  |  |  |  | 60.66
157 | Cost of 1 cum. |  |  |  |  | 6126.23
157 | Say |  |  |  |  | 6126.25
157 | 4.1.8 | 1:4:8 (1 Cement : 4 coarse sand (zone-III) : 8 graded stone aggregate 40 mm nominal size) Details of cost for 1 cum. MATERIAL
157 | 0293 | Stone Aggregate (Single size) : 40 mm nominal size | cum | 0.65 | 1300.00 | 845.00
157 |  | (0.70 cum - 7.5% for voids i.e.
157 |  | 0.05 = 0.65 cum)
157 | 0295 | Stone Aggregate (Single size) : 20 mm nominal size | cum | 0.24 | 1350.00 | 324.00
157 | 2206 | Carriage of Stone aggregate 40 mm nominal size and above | cum | 0.65 | 112.79 | 73.31
158 | 2202 | Carriage of Stone aggregate below 40 mm nominal size | cum | 0.24 | 103.77 | 24.90
158 | 0982 | Coarse sand (zone III) | cum | 0.47 | 1350.00 | 634.50
158 | 2203 | Carriage of Coarse sand | cum | 0.47 | 103.77 | 48.77
158 | 0367 | Portland Cement (0.1175 cum) | tonne | 0.17 | 4940.00 | 839.80
158 | 2209 | Carriage of Cement | tonne | 0.17 | 92.24 | 15.68
158 |  | LABOUR
158 | 0155 | Mason (average) | day | 0.10 | 709.00 | 70.90
158 | 0114 | Beldar | day | 1.63 | 558.00 | 909.54
158 | 0101 | Bhisti | day | 0.70 | 617.00 | 431.90
158 | 0002 | Hire charges of Concrete Mixer 0.25 to 0.40 cum with hooper | day | 0.07 | 800.00 | 56.00
158 | 0012 | Vibrator(Needle type 40mm) | day | 0.07 | 370.00 | 25.90
158 | 9999 | Sundries | L.S. | 13.52 | 2.00 | 27.04
158 | TOTAL |  |  |  |  | 4327.25 W
158 | Add 1 % Water charges on "W" |  |  |  |  | 43.27
158 | TOTAL |  |  |  |  | 4370.52 | X
158 |  | Add GST on "X" (multiplying factor
158 |  | 0.1405) 614.06
158 | TOTAL |  |  |  |  | 4984.58 | Y
158 | Add 15% CPOH on "Y" |  |  |  |  | 747.69
158 | TOTAL |  |  |  |  | 5732.27 | Z
158 | Add Cess @ 1% on "Z" |  |  |  |  | 57.32
158 | Cost of 1 cum. |  |  |  |  | 5789.59
158 | Say |  |  |  |  | 5789.60
158 | 4.1 | Providing and laying in position cement concrete of specified grade excluding the cost of centering and shuttering - All work up to plinth level :
158 | 4.1.10 | 1:5:10 (1 cement : 5 coarse sand (zone-III): 10 graded stone aggregate 40 mm nominal size) Details of cost for 1 cum. MATERIAL
158 | 0293 | Stone Aggregate (Single size) : 40 mm nominal size | cum | 0.65 | 1300.00 | 845.00
158 |  | (0.70 cum - 7.5% for voids i.e.
158 |  | 0.05 = 0.65 cum)
158 | 0295 | Stone Aggregate (Single size) : 20 mm nominal size | cum | 0.24 | 1350.00 | 324.00
158 | 2206 | Carriage of Stone aggregate 40 mm nominal size and above | cum | 0.65 | 112.79 | 73.31
158 | 2202 | Carriage of Stone aggregate below 40 mm nominal size | cum | 0.24 | 103.77 | 24.90
158 | 0982 | Coarse sand (zone III) | cum | 0.47 | 1350.00 | 634.50
158 | 2203 | Carriage of Coarse sand | cum | 0.47 | 103.77 | 48.77
158 | 0367 | Portland Cement (0.2225 cum) | tonne | 0.13 | 4940.00 | 642.20
158 | 2209 | Carriage of Cement | tonne | 0.13 | 92.24 | 11.99
158 |  | LABOUR
158 | 0155 | Mason (average) | day | 0.10 | 709.00 | 70.90
158 | 0114 | Beldar | day | 1.63 | 558.00 | 909.54
158 | 0101 | Bhisti | day | 0.70 | 617.00 | 431.90
159 | 0002 | Hire charges of Concrete Mixer 0.25 to 0.40 cum with hooper | day | 0.07 | 800.00 | 56.00
159 | 0012 | Vibrator(Needle type 40mm) | day | 0.07 | 370.00 | 25.90
159 | 9999 | Sundries | L.S. | 13.52 | 2.00 | 27.04
159 | TOTAL |  |  |  |  | 4125.96 W
159 | Add 1 % Water charges on "W" |  |  |  |  | 41.26
159 | TOTAL |  |  |  |  | 4167.22 | X
159 |  | Add GST on "X" (multiplying factor
159 |  | 0.1405) 585.49
159 | TOTAL |  |  |  |  | 4752.72 | Y
159 | Add 15% CPOH on "Y" |  |  |  |  | 712.91
159 | TOTAL |  |  |  |  | 5465.62 | Z
159 | Add Cess @ 1% on "Z" |  |  |  |  | 54.66
159 | Cost of 1 cum. |  |  |  |  | 5520.28
159 | Say |  |  |  |  | 5520.30
159 | 4.1.11 | 1:5:10 (1 cement : 5 fine sand : 10 graded stone aggregate 40 mm nominal size) Details of cost for 1 cum. MATERIAL
159 | 0293 | Stone Aggregate (Single size) : 40 mm nominal size | cum | 0.65 | 1300.00 | 845.00
159 |  | (0.70 cum - 7.5% for voids i.e. 0.05 =
159 |  | 0.65 cum)
159 | 0295 | Stone Aggregate (Single size) : 20 mm nominal size | cum | 0.24 | 1350.00 | 324.00
159 | 2206 | Carriage of Stone aggregate 40 mm nominal size and above | cum | 0.65 | 112.79 | 73.31
159 | 2202 | Carriage of Stone aggregate below 40 mm nominal size | cum | 0.24 | 103.77 | 24.90
159 | 0983 | Fine sand (zone IV) | cum | 0.47 | 900.00 | 423.00
159 | 2261 | Carriage of Fine sand (1 part badarpur sand : 2 parts jamuna sand) | cum | 0.47 | 103.77 | 48.77
159 | 0367 | Portland Cement (0.2225 cum) | tonne | 0.13 | 4940.00 | 642.20
159 | 2209 | Carriage of Cement | tonne | 0.13 | 92.24 | 11.99
159 |  | LABOUR
159 | 0155 | Mason (average) | day | 0.10 | 709.00 | 70.90
159 | 0114 | Beldar | day | 1.63 | 558.00 | 909.54
159 | 0101 | Bhisti | day | 0.70 | 617.00 | 431.90
159 | 0002 | Hire charges of Concrete Mixer 0.25 to 0.40 cum with hooper | day | 0.07 | 800.00 | 56.00
159 | 0012 | Vibrator(Needle type 40mm) | day | 0.07 | 370.00 | 25.90
159 | 9999 | Sundries | L.S. | 8.97 | 2.00 | 17.94
159 | TOTAL |  |  |  |  | 3905.36 W
159 | Add 1 % Water charges on "W" |  |  |  |  | 39.05
159 | TOTAL |  |  |  |  | 3944.42 | X
159 |  | Add GST on "X" (multiplying factor
159 |  | 0.1405) 554.19
159 | TOTAL |  |  |  |  | 4498.61 | Y
159 | Add 15% CPOH on "Y" |  |  |  |  | 674.79
159 | TOTAL |  |  |  |  | 5173.40 | Z
159 | Add Cess @ 1% on "Z" |  |  |  |  | 51.73
159 | Cost of 1 cum. |  |  |  |  | 5225.13
159 | Say |  |  |  |  | 5225.15
160 | 4.1.12 | 1:2:3½:9 (1 ordinary portland cement : 2 Fly ash : 3½ coarse sand (zone-III) : 9 graded stone aggregate 40 mm nominal size) Details of cost for 1 cum. MATERIAL
160 | 0293 | Stone Aggregate (Single size) : 40 mm nominal size | cum | 0.65 | 1300.00 | 845.00
160 |  | (0.70 cum-7.5% for voids i.e. 0.05 =
160 |  | 0.65 cum)
160 | 0295 | Stone Aggregate (Single size) : 20 mm nominal size | cum | 0.24 | 1350.00 | 324.00
160 | 2206 | Carriage of Stone aggregate 40 mm nominal | cum | 0.65 | 112.79 | 73.31
160 | 2202 | Carriage of Stone aggregate below 40 mm nominal size | cum | 0.24 | 103.77 | 24.90
160 | 0982 | Coarse sand (zone III) | cum | 0.37 | 1350.00 | 499.50
160 | 2203 | Carriage of Coarse sand | cum | 0.37 | 103.77 | 38.39
160 | 1980 | Flyash | cum | 0.21 | 10.00 | 2.10
160 | 2262 | Carriage of Flyash | cum | 0.21 | 103.77 | 21.79
160 | 0367 | Portland Cement | tonne | 0.17 | 4940.00 | 839.80
160 | 2209 | Carriage of Cement | tonne | 0.17 | 92.24 | 15.68
160 |  | LABOUR
160 | 0155 | Mason (average) | day | 0.10 | 709.00 | 70.90
160 | 0114 | Beldar | day | 1.63 | 558.00 | 909.54
160 | 0101 | Bhisti | day | 0.70 | 617.00 | 431.90
160 | 0002 | Hire charges of Concrete Mixer 0.25 to 0.40 cum with hooper | day | 0.07 | 800.00 | 56.00
160 | 0012 | Vibrator(Needle type 40mm) | day | 0.07 | 370.00 | 25.90
160 | 9999 | Sundries | L.S. | 14.30 | 2.00 | 28.60
160 | TOTAL |  |  |  |  | 4207.33 W
160 | Add 1 % Water charges on "W" |  |  |  |  | 42.07
160 | TOTAL |  |  |  |  | 4249.40 | X
160 |  | Add GST on "X" (multiplying factor
160 |  | 0.1405) 597.04
160 | TOTAL |  |  |  |  | 4846.44 | Y
160 | Add 15% CPOH on "Y" |  |  |  |  | 726.97
160 | TOTAL |  |  |  |  | 5573.41 | Z
160 | Add Cess @ 1% on "Z" |  |  |  |  | 55.73
160 | Cost of one cum. |  |  |  |  | 5629.14
160 | Say |  |  |  |  | 5629.15
160 | 4.1.13 | 1:2½:4:11 (1 ordinary portland cement : 2½ fly ash : 4 coarse sand(zone-III) : 11 graded stone aggregate 40 mm nominal size) Details of cost for 1 cum. MATERIAL
160 | 0293 | Stone Aggregate (Single size) : 40 mm nominal size | cum | 0.65 | 1300.00 | 845.00
160 |  | (0.70 cum-7.5% for voids i.e. 0.05 =
160 |  | 0.65 cum)
160 | 0295 | Stone Aggregate (Single size) : 20 mm nominal size | cum | 0.24 | 1350.00 | 324.00
161 | 2206 | Carriage of Stone aggregate 40 mm nominal size and above | cum | 0.65 | 112.79 | 73.31
161 | 2202 | Carriage of Stone aggregate below 40 mm nominal size | cum | 0.24 | 103.77 | 24.90
161 | 0982 | Coarse sand (zone III) | cum | 0.34 | 1350.00 | 459.00
161 | 2203 | Carriage of Coarse sand | cum | 0.34 | 103.77 | 35.28
161 | 1980 | Flyash | cum | 0.21 | 10.00 | 2.10
161 | 2262 | Carriage of Flyash | cum | 0.21 | 103.77 | 21.79
161 | 0367 | Portland Cement | tonne | 0.13 | 4940.00 | 642.20
161 | 2209 | Carriage of Cement | tonne | 0.13 | 92.24 | 11.99
161 |  | LABOUR
161 | 0155 | Mason (average) | day | 0.10 | 709.00 | 70.90
161 | 0114 | Beldar | day | 1.63 | 558.00 | 909.54
161 | 0101 | Bhisti | day | 0.70 | 617.00 | 431.90
161 | 0002 | Hire charges of Concrete Mixer 0.25 to 0.40 cum with hooper | day | 0.07 | 800.00 | 56.00
161 | 0012 | Vibrator(Needle type 40mm) | day | 0.07 | 370.00 | 25.90
161 | 9999 | Sundries | L.S. | 14.30 | 2.00 | 28.60
161 | TOTAL |  |  |  |  | 3962.42 W
161 | Add 1 % Water charges on "W" |  |  |  |  | 39.62
161 | TOTAL |  |  |  |  | 4002.05 | X
161 |  | Add GST on "X" (multiplying factor
161 |  | 0.1405) 562.29
161 | TOTAL |  |  |  |  | 4564.33 | Y
161 | Add 15% CPOH on "Y" |  |  |  |  | 684.65
161 | TOTAL |  |  |  |  | 5248.99 | Z
161 | Add Cess @ 1% on "Z" |  |  |  |  | 52.49
161 | Cost of one cum. |  |  |  |  | 5301.47
161 | Say |  |  |  |  | 5301.45
161 | 4.2 | Providing and laying cement concrete in retaining walls, return walls, walls (any thickness) including attached pilasters, columns, piers, abutments, pillars, posts, struts, buttresses, string or lacing courses, parapets, coping, bed blocks, anchor blocks, plain window sills, fillets, sunken floor etc., up to floor five level, excluding the cost of centering, shuttering and finishing:
161 | 4.2.2 | 1:1½:3 (1 cement : 1½ coarse sand (zone-III) : 3 graded stone aggregate 20 mm nominal size). Details of cost for 1 cum. MATERIAL
161 | 0295 | Stone Aggregate (Single size) : 20 mm nominal size | cum | 0.57 | 1350.00 | 769.50
161 | 0297 | Stone Aggregate (Single size) : 10 mm nominal size | cum | 0.28 | 1350.00 | 378.00
161 | 2202 | Carriage of Stone aggregate below 40 mm nominal size | cum | 0.85 | 103.77 | 88.20
161 | 0982 | Coarse sand (zone III) | cum | 0.425 | 1350.00 | 573.75
161 | 2203 | Carriage of Coarse sand | cum | 0.425 | 103.77 | 44.10
161 | 0367 | Portland Cement (0.2833 cum) | tonne | 0.40 | 4940.00 | 1976.00
161 | 2209 | Carriage of Cement | tonne | 0.40 | 92.24 | 36.90
162 |  | LABOUR
162 | 0114 | Beldar | day | 0.90 | 558.00 | 502.20
162 | 0115 | Coolie | day | 0.78 | 558.00 | 435.24
162 | 0101 | Bhisti | day | 0.70 | 617.00 | 431.90
162 | 0123 | Mason (brick layer) 1st class | day | 0.06 | 738.00 | 44.28
162 | 0124 | Mason (brick layer) 2nd class | day | 0.06 | 679.00 | 40.74
162 | 0002 | Hire charges of Concrete Mixer 0.25 to 0.40 cum with hooper | day | 0.07 | 800.00 | 56.00
162 | 0012 | Vibrator(Needle type 40mm) | day | 0.07 | 370.00 | 25.90
162 | 9999 | Scaffolding | L.S. | 114.40 | 2.00 | 228.80
162 | 9999 | Sundries | L.S. | 14.30 | 2.00 | 28.60
162 |  | (Extra labour for lifting material upto
162 |  | floor V level = 0.75 x 2.5 = 1.88)
162 | 0115 | Coolie | day | 1.88 | 558.00 | 1049.04
162 | TOTAL |  |  |  |  | 6709.15 W
162 | Add 1 % Water charges on "W" |  |  |  |  | 67.09
162 | TOTAL |  |  |  |  | 6776.24 | X
162 |  | Add GST on "X" (multiplying factor
162 |  | 0.1405) 952.06
162 | TOTAL |  |  |  |  | 7728.31 | Y
162 | Add 15% CPOH on "Y" |  |  |  |  | 1159.25
162 | TOTAL |  |  |  |  | 8887.55 | Z
162 | Add Cess @ 1% on "Z" |  |  |  |  | 88.88
162 | Cost of 1 cum. |  |  |  |  | 8976.43
162 | Say |  |  |  |  | 8976.45
162 | 4.2.3 | 1:2:4 (1 Cement : 2 coarse sand (zone-III) : 4 graded stone aggregate 20 mm nominal size) Details of cost for 1 cum. MATERIAL
162 | 0295 | Stone Aggregate (Single size) : 20 mm nominal size | cum | 0.67 | 1350.00 | 904.50
162 | 0297 | Stone Aggregate (Single size) : 10 mm nominal size | cum | 0.22 | 1350.00 | 297.00
162 | 2202 | Carriage of Stone aggregate below 40 mm nominal size | cum | 0.89 | 103.77 | 92.36
162 | 0982 | Coarse sand (zone III) | cum | 0.445 | 1350.00 | 600.75
162 | 2203 | Carriage of Coarse sand | cum | 0.445 | 103.77 | 46.18
162 | 0367 | Portland Cement (0.2833 cum) | tonne | 0.32 | 4940.00 | 1580.80
162 | 2209 | Carriage of Cement | tonne | 0.32 | 92.24 | 29.52
162 |  | LABOUR
162 | 0114 | Beldar | day | 0.90 | 558.00 | 502.20
162 | 0115 | Coolie | day | 0.78 | 558.00 | 435.24
162 | 0101 | Bhisti | day | 0.70 | 617.00 | 431.90
162 | 0123 | Mason (brick layer) 1st class | day | 0.06 | 738.00 | 44.28
162 | 0124 | Mason (brick layer) 2nd class | day | 0.06 | 679.00 | 40.74
162 | 0002 | Hire charges of Concrete Mixer 0.25 to 0.40 cum with hooper | day | 0.07 | 800.00 | 56.00
162 | 0012 | Vibrator(Needle type 40mm) | day | 0.07 | 370.00 | 25.90
162 | 9999 | Scaffolding | L.S. | 114.40 | 2.00 | 228.80
162 | 9999 | Sundries | L.S. | 14.30 | 2.00 | 28.60
162 |  | (Extra labour for lifting material upto
162 |  | floor V level = 0.75 x 2.5 = 1.88)
163 | 0115 | Coolie | day | 1.88 | 558.00 | 1049.04
163 | TOTAL |  |  |  |  | 6393.80 | W
163 | Add 1 % Water charges on "W" |  |  |  |  | 63.94
163 | TOTAL |  |  |  |  | 6457.74 | X
163 |  | Add GST on "X" (multiplying
163 |  | factor 0.1405) 907.31
163 | TOTAL |  |  |  |  | 7365.05 | Y
163 | Add 15% CPOH on "Y" |  |  |  |  | 1104.76
163 | TOTAL |  |  |  |  | 8469.81 | Z
163 | Add Cess @ 1% on "Z" |  |  |  |  | 84.70
163 | Cost of 1 cum. |  |  |  |  | 8554.51
163 | Say |  |  |  |  | 8554.50
163 | 4.2.5 | 1:3:6 (1 cement : 3 coarse sand (zone-III) : 6 graded stone aggregate 20 mm nominal size) Details of cost for 1 cum. MATERIAL
163 | 0295 | Stone Aggregate (Single size) : 20 mm nominal size | cum | 0.70 | 1350.00 | 945.00
163 | 0297 | Stone Aggregate (Single size) : 10 mm nominal size | cum | 0.24 | 1350.00 | 324.00
163 | 2202 | Carriage of Stone aggregate below 40 mm nominal size | cum | 0.94 | 103.77 | 97.54
163 | 0982 | Coarse sand (zone III) | cum | 0.47 | 1350.00 | 634.50
163 | 2203 | Carriage of Coarse sand | cum | 0.47 | 103.77 | 48.77
163 | 0367 | Portland Cement (0.15674 cum) | tonne | 0.22 | 4940.00 | 1086.80
163 | 2209 | Carriage of Cement | tonne | 0.22 | 92.24 | 20.29
163 |  | LABOUR
163 | 0114 | Beldar | day | 0.90 | 558.00 | 502.20
163 | 0115 | Coolie | day | 0.78 | 558.00 | 435.24
163 | 0101 | Bhisti | day | 0.70 | 617.00 | 431.90
163 | 0123 | Mason (brick layer) 1st class | day | 0.06 | 738.00 | 44.28
163 | 0124 | Mason (brick layer) 2nd class | day | 0.06 | 679.00 | 40.74
163 | 0002 | Hire charges of Concrete Mixer 0.25 to 0.40 cum with hooper | day | 0.07 | 800.00 | 56.00
163 | 0012 | Vibrator(Needle type 40mm) | day | 0.07 | 370.00 | 25.90
163 | 9999 | Scaffolding (17.60x2.5 avg.) | L.S. | 114.40 | 2.00 | 228.80
163 | 9999 | Sundries | L.S. | 13.52 | 2.00 | 27.04
163 |  | (Extra labour for lifting material upto
163 |  | floor V level = 0.75 x 2.5 = 1.88)
163 | 0115 | Coolie | day | 1.88 | 558.00 | 1049.04
163 | TOTAL |  |  |  |  | 5998.05 W
163 | Add 1 % Water charges on "W" |  |  |  |  | 59.98
163 | TOTAL |  |  |  |  | 6058.03 | X
163 |  | Add GST on "X" (multiplying factor
163 |  | 0.1405) 851.15
163 | TOTAL |  |  |  |  | 6909.18 | Y
163 | Add 15% CPOH on "Y" |  |  |  |  | 1036.38
163 | TOTAL |  |  |  |  | 7945.56 | Z
163 | Add Cess @ 1% on "Z" |  |  |  |  | 79.46
163 | Cost of 1 cum. |  |  |  |  | 8025.01
163 | Say |  |  |  |  | 8025.00
164 | 4.2.8 | 1:5:10 (1 cement : 5 coarse sand (zone-III) : 10 graded stone aggregate 40 mm nominal size). Details of cost for 1 cum. MATERIAL
164 | 0293 | Stone Aggregate (Single size) : 40 mm nominal size | cum | 0.65 | 1300.00 | 845.00
164 | 0295 | Stone Aggregate (Single size) : 20 mm nominal size | cum | 0.24 | 1350.00 | 324.00
164 | 2206 | Carriage of Stone aggregate 40 mm nominal size and above | cum | 0.65 | 112.79 | 73.31
164 | 2202 | Carriage of Stone aggregate below 40 mm nominal size | cum | 0.24 | 103.77 | 24.90
164 | 0982 | Coarse sand (zone III) | cum | 0.47 | 1350.00 | 634.50
164 | 2203 | Carriage of Coarse sand | cum | 0.47 | 103.77 | 48.77
164 | 0367 | Portland Cement | tonne | 0.13 | 4940.00 | 642.20
164 | 2209 | Carriage of Cement | tonne | 0.13 | 92.24 | 11.99
164 |  | LABOUR
164 | 0114 | Beldar | day | 0.90 | 558.00 | 502.20
164 | 0115 | Coolie | day | 0.78 | 558.00 | 435.24
164 | 0101 | Bhisti | day | 0.70 | 617.00 | 431.90
164 | 0123 | Mason (brick layer) 1st class | day | 0.10 | 738.00 | 73.80
164 | 0002 | Hire charges of Concrete Mixer 0.25 to 0.40 cum with hooper | day | 0.07 | 800.00 | 56.00
164 | 0012 | Vibrator(Needle type 40mm) | day | 0.07 | 370.00 | 25.90
164 | 9999 | Scaffolding | L.S. | 114.40 | 2.00 | 228.80
164 | 9999 | Sundries | L.S. | 14.30 | 2.00 | 28.60
164 |  | (Extra labour for lifting material upto
164 |  | floor V level = 0.75 x 2.5 = 1.88)
164 | 0115 | Coolie | day | 1.88 | 558.00 | 1049.04
164 | TOTAL |  |  |  |  | 5436.16 W
164 | Add 1 % Water charges on "W" |  |  |  |  | 54.36
164 | TOTAL |  |  |  |  | 5490.52 | X
164 |  | Add GST on "X" (multiplying factor
164 |  | 0.1405) 771.42
164 | TOTAL |  |  |  |  | 6261.94 | Y
164 | Add 15% CPOH on "Y" |  |  |  |  | 939.29
164 | TOTAL |  |  |  |  | 7201.23 | Z
164 | Add Cess @ 1% on "Z" |  |  |  |  | 72.01
164 | Cost of 1 cum. |  |  |  |  | 7273.25
164 | Say |  |  |  |  | 7273.25
164 | 4.3 | Centering and shuttering including strutting, propping etc. and removal of form work for :
164 | 4.3.1 | Foundations, footings, bases for columns Details of cost for footing size 2.7mx2.7mx1.00m Contact area = 10.8 sqm. MATERIAL Assuming shuttering material will become unserviceable after use of
165 |  | 40 times, Adding for maintenance @
165 |  | 10% of cost, Taking salvage value
165 |  | after full use of material @ 25% of
165 |  | cost
165 | 7319 | Wall form panel 1250x500 mm | each | 0.34 | 860.00 | 292.40
165 |  | Qty taken for cost of using once =
165 |  | 16x0.85/40 = 0.34
165 | 7326 | Corner angle 45x45x5 mm 1.50 m long | each | 0.085 | 240.00 | 20.40
165 |  | Qty taken for cost of using once =
165 |  | 4x0.85/40 = 0.085
165 | 7327 | 100 mm channel shoulder 2.5 m long | each | 0.17 | 910.00 | 154.70
165 |  | Qty taken for cost of using once =
165 |  | 8x0.85/40= 0.17
165 | 7328 | Double clip ( bridge clip) | each | 0.34 | 76.00 | 25.84
165 |  | Qty taken for cost of using once =
165 |  | 16x0.85/40 = 0.34
165 | 7329 | Single clip | each | 0.17 | 59.00 | 10.03
165 |  | Qty taken for cost of using once
165 |  | =8x0.85/40 = 0.17
165 | 7330 | M.S. tube 40 mm dia | metre | 0.2295 | 215.00 | 49.34
165 |  | Qty taken for cost of using once
165 |  | =10.8x0.85/40 = 0.2295
165 | 9999 | Assembly nuts & bolts | L.S. | 22.10 | 2.00 | 44.20
165 | 9977 | Carriage | L.S. | 78.00 | 2.00 | 156.00
165 |  | LABOUR
165 | 0116 | Fitter (grade 1) | day | 0.75 | 738.00 | 553.50
165 | 0114 | Beldar | day | 1.50 | 558.00 | 837.00
165 | 9999 | Shuttering oil | L.S. | 52.00 | 2.00 | 104.00
165 | 9999 | Sundries | L.S. | 26.00 | 2.00 | 52.00
165 | TOTAL |  |  |  |  | 2299.41 W
165 | Add 1 % Water charges on "W" |  |  |  |  | 22.99
165 | TOTAL |  |  |  |  | 2322.41 | X
165 |  | Add GST on "X" (multiplying factor
165 |  | 0.1405) 326.30
165 | TOTAL |  |  |  |  | 2648.70 | Y
165 | Add 15% CPOH on "Y" |  |  |  |  | 397.31
165 | TOTAL |  |  |  |  | 3046.01 | Z
165 | Add Cess @ 1% on "Z" |  |  |  |  | 30.46
165 |  | Cost for 10.8 sqm. 3076.47
165 |  | Cost per sqm. 284.86
165 | Say |  |  |  |  | 284.85
165 | 4.3.2 | Retaining walls, return walls, walls (any thickness) including attached pilasters, buttresses, plinth and string courses fillets, kerbs and steps etc. Details for 7.9m long and 1.00m high wall Area of contact 2x7.9x1.0 = 15.8 sqm. MATERIAL Assuming shuttering material will become unserviceable after use of 40 times
166 |  | Adding for maintenance @ 10% of cost
166 |  | Taking salvage value after full use of
166 |  | material @ 25% of cost
166 | 7319 | Wall form panel 1250x500 mm | each | 0.51 | 860.00 | 438.60
166 |  | Qty taken for cost of using once =
166 |  | 24x0.85/40 = 0.51
166 | 7327 | 100 mm channel shoulder 2.5 m long | each | 0.17 | 910.00 | 154.70
166 |  | Qty taken for cost of using once =
166 |  | 8x0.85/40 = 0.17
166 | 7328 | Double clip ( bridge clip) | each | 0.51 | 76.00 | 38.76
166 |  | Qty taken for cost of using once =
166 |  | 24x0.85/40 = 0.51
166 | 7329 | Single clip | each | 0.255 | 59.00 | 15.05
166 |  | Qty taken for cost of using once =
166 |  | 12x0.85/40 = 0.255
166 | 7330 | M.S. tube 40 mm dia | metre | 0.68 | 215.00 | 146.20
166 |  | Qty taken for cost of using once =
166 |  | 32x0.85/40 = 0.68
166 | 9999 | Nut & Bolts | L.S. | 27.62 | 2.00 | 55.24
166 | 9977 | Carriage | L.S. | 78.00 | 2.00 | 156.00
166 |  | LABOUR
166 | 0116 | Fitter (grade 1) | day | 3.50 | 738.00 | 2583.00
166 | 0114 | Beldar | day | 6.00 | 558.00 | 3348.00
166 | 9999 | Shuttering oil | L.S. | 78.00 | 2.00 | 156.00
166 | 9999 | Sundries | L.S. | 52.00 | 2.00 | 104.00
166 | TOTAL |  |  |  |  | 7195.55 W
166 | Add 1 % Water charges on "W" |  |  |  |  | 71.96
166 | TOTAL |  |  |  |  | 7267.50 | X
166 |  | Add GST on "X" (multiplying factor
166 |  | 0.1405) 1021.08
166 | TOTAL |  |  |  |  | 8288.58 | Y
166 | Add 15% CPOH on "Y" |  |  |  |  | 1243.29
166 | TOTAL |  |  |  |  | 9531.87 | Z
166 | Add Cess @ 1% on "Z" |  |  |  |  | 95.32
166 |  | Cost for 15.8 sqm. 9627.19
166 |  | Cost per sqm. 609.32
166 | Say |  |  |  |  | 609.30
166 | 4.3.3 | Columns, piers, abutments, pillars, posts and struts Detail of cost for 4.5sqm Size of column 450x450mm and 2.5m high Area of contact = 4x0.45x2.5 = 4.5 sqm. MATERIAL Assuming shuttering will become unserviceable after use of 40 times Add maintenance charges @ 10% of cost of material Less salvage value of material after full use @ 25% of cost of material
167 | 7331 | Wall form panel 1250x450 mm | each | 0.17 | 860.00 | 146.20
167 |  | Qty taken for cost of using once =
167 |  | 8x0.85/40 = 0.17
167 | 7332 | Corner angle 45x45x5 mm 2.50 m long | each | 0.085 | 255.00 | 21.68
167 |  | Qty taken for cost of using once =
167 |  | 4x0.85/40 = 0.085
167 | 7333 | Column clamp 450x1070 mm | each | 0.1063 | 965.00 | 102.58
167 |  | Qty taken for cost of using once =
167 |  | 5x0.85/40 = 0.1063
167 | 7334 | Prop 2 m ( 2-3.5m) | each | 0.085 | 635.00 | 53.98
167 |  | Qty taken for cost of using once =
167 |  | 4x0.85/40 = 0.085
167 | 9999 | Assembly nut & bolt | L.S. | 27.62 | 2.00 | 55.24
167 | 9977 | CARRIAGE | L.S. | 52.00 | 2.00 | 104.00
167 |  | LABOUR
167 | 0116 | Fitter (grade 1) | day | 1.00 | 738.00 | 738.00
167 | 0114 | Beldar | day | 2.00 | 558.00 | 1116.00
167 | 9999 | Shuttering oil | L.S. | 39.00 | 2.00 | 78.00
167 | 9977 | Carriage | L.S. | 26.00 | 2.00 | 52.00
167 | TOTAL |  |  |  |  | 2467.67 W
167 | Add 1 % Water charges on "W" |  |  |  |  | 24.68
167 | TOTAL |  |  |  |  | 2492.35 | X
167 |  | Add GST on "X" (multiplying
167 |  | factor 0.1405) 350.17
167 | TOTAL |  |  |  |  | 2842.52 | Y
167 | Add 15% CPOH on "Y" |  |  |  |  | 426.38
167 | TOTAL |  |  |  |  | 3268.90 | Z
167 | Add Cess @ 1% on "Z" |  |  |  |  | 32.69
167 |  | Cost for 4.5 sqm. 3301.59
167 |  | Cost per sqm. 733.69
167 | Say |  |  |  |  | 733.70
167 | 4.4 | Providing and laying cement concrete in kerbs, steps and the like at or near ground level excluding the cost of centering, shuttering and finishing.
167 | 4.4.1 | 1:1½:3 (1 Cement: 1½ coarse sand(zone-III) : 3 graded stone aggregate 20 mm nominal size) Details of cost for kerb : 100m long 20cm deep and 30cm wide, 100m x 0.30m x 0.20m = 6.00 cum. Cement concrete 1:1½:3
167 | 4.1.2 | Rate as per Item No.4.1.2 of
167 | SH:CONCRETE WORK | cum | 6.00 | 7210.55 | 43263.30 | A
167 |  | Cost for 6 cum. 43263.30
167 |  | Cost per cum. 7210.55
167 | Say |  |  |  |  | 7210.55
168 | 4.5 | Providing and fixing up to floor five level precast cement concrete string or lacing courses, copings, bed plates, anchor blocks, plain window sills, shelves, louvers, steps, stair cases, etc., including hoisting and setting in position with cement mortar 1:3 (1 Cement : 3 coarse sand), cost of required Centering complete.
168 | 4.5.1 | 1:1.5:3 (1 cement : 1.5 coarse sand(zone-III) : 3 graded stone aggregate 20mm nominal size) Details of cost for Plain window sill 15 nos. 15x1m x 0.20m x 0.15m = 0.45cum. MATERIAL Cement concrete 1:1½:3
168 | 4.1.2 | Rate as per Item Number 4.1.2 of
168 | SH: Concrete work | cum | 0.45 | 7210.55 | 3244.75 | A
168 | 0115 | Coolie | day | 0.51 | 558.00 | 284.58
168 |  | (Extra labour for lifting =
168 |  | 0.45 x 0.45 x 2.5 = 0.51)
168 |  | Centering and shuttering
168 |  | (1) Mould
168 |  | (i) Plate 3mm thick
168 |  | (2x1x0.15)+(2x0.15x0.20) =
168 |  | 0.36 sqm. @ 23.55kg/m2 = 8.48 kg.
168 |  | (ii) Flat 10x5mm
168 |  | 4x1.0 = 4.0m
168 |  | 8x0.2 = 1.6m
168 |  | 4x0.15 = 0.60m
168 |  | Handle 2x0.25 = 0.5m
168 |  | 6.70m @ 0.4kg/m = 2.68 kg.
168 |  | Total = 11.16kg. or 0.112 qtl.
168 |  | Assuming shuttering will become
168 |  | unserviceable after use of 40 times
168 |  | and taking 75% credit.
168 |  | Qty taken for cost of using once =
168 |  | 0.112x0.75/40 = 0.0021 qtl = 0.21 kg
168 | 10.1 | Rate as per item no.10.1
168 | S.H. steel work | kg | 0.21 | 86.05 | 18.07 | A
168 |  | (2) Moulding Platform
168 |  | Assuming platform will become
168 |  | unserviceable after use of 40 times.
168 |  | (i) Brick on edge flooring cement
168 |  | mortar 1:6
168 |  | 1x2.0x2.0m = 4 sqm.
168 |  | Qty taken for cost of using once =
168 |  | 4/40 = 0.1 sqm
168 | 11.1.2 | Rate as per item no. 11.1.2 of
168 | S.H.: Flooring work | sqm | 0.10 | 829.45 | 82.95 | A
168 |  | (ii) 25mm thick cement concrete
168 |  | 1:2:4 in pavement
168 |  | 2.00x2.00x0.025 = 0.10cum
168 |  | Qty taken for cost of using once =
168 |  | 0.100/40 = 0.0025 cum
168 | 11.7 | Rate as per item no. 11.7 of
168 | S.H.: Flooring work | cum | 0.0025 | 7335.10 | 18.34 | A
169 | 9999 | Mortar and labour for hoisting and finishing | L.S. | 36.30 | 2.00 | 72.60
169 | TOTAL |  |  |  |  | 3721.28 | W
169 | Add 1 % Water charges on "W-A" |  |  |  |  | 3.57
169 | TOTAL |  |  |  |  | 3724.85 | X
169 |  | Add GST on "X-A" (multiplying factor
169 |  | 0.1405) 50.69
169 | TOTAL |  |  |  |  | 3775.54 | Y
169 | Add 15% CPOH on "Y-A" |  |  |  |  | 61.72
169 | TOTAL |  |  |  |  | 3837.25 | Z
169 | Add Cess @ 1% on "Z-A" |  |  |  |  | 4.73
169 |  | Cost for 0.45 cum. 3841.99
169 |  | Cost per cum. 8537.75
169 | Say |  |  |  |  | 8537.75
169 | 4.6 | Providing and fixing at or near ground level precast cement concrete in kerbs, edgings etc. as per approved pattern and setting in position with cement mortar 1:3 (1 Cement : 3 coarse sand), including the cost of required centering, shuttering complete.
169 | 4.6.1 | 1:1½:3 (1 Cement: 1½ coarse sand(zone-III) : 3 graded stone aggregate 20 mm nominal size). Details of cost for 25 no kerbs, 40x30x20cm 25 no x 0.40m x 0.30m x 0.20m = 0.6 cum MATERIAL Cement concrete 1:1.5:3
169 | 4.1.2 | Rate as per Item No.4.1.2 of
169 | SH:CONCRETE WORK | cum | 0.60 | 7210.55 | 4326.33 | A
169 |  | Centering and shuttering
169 |  | (1) Mould
169 |  | (i) Plate 3mm thick
169 |  | 0.28 sqm. @ 23.55kg/m2 = 6.59 kg.
169 |  | (ii) Flat 10x5mm
169 |  | Handle
169 |  | 2x0.25 x0.4 = 6.79kg. or 0.068 qtl.
169 |  | Assuming shuttering will become
169 |  | unserviceable after use of 40 times
169 |  | and taking 75% credit.
169 |  | Qty taken for cost of using once =
169 |  | 0.068x0.75/40 = 0.001275 qtl =
169 |  | 0.1275 kg
169 | 10.1 | Rate as per item no 10.1
169 | SH: Steel work | kg | 0.1275 | 86.05 | 10.97 | A
169 |  | (2) Moulding Platform
169 |  | Assuming platform will become
169 |  | unserviceable after use of 40 times.
169 |  | (i) Brick on edge flooring cement
169 |  | mortar 1:6
169 |  | 1x2.0x2.0m = 4 sqm.
170 |  | Qty taken for cost of using once = 4/40
170 |  | = 0.1 sqm
170 | 11.1.2 | Rate as per item no. 11.1.2
170 | S.H.: Flooring work. | sqm | 0.10 | 829.45 | 82.95 | A
170 |  | (ii) 25mm thick cement concrete
170 |  | 1:2:4 in pavement
170 |  | 2.00x2.00x0.025 = 0.100
170 |  | Qty taken for cost of using once =
170 |  | 0.100/40 = 0.0025 cum
170 | 11.7 | Rate as per Item Number 11.7 of
170 | SH: Flooring | cum | 0.0025 | 7335.10 | 18.34 | A
170 | 9999 | Mortar and labour for finishing | L.S. | 30.54 | 2.00 | 61.08
170 | TOTAL |  |  |  |  | 4499.66 | W
170 | Add 1 % Water charges on "W-A" |  |  |  |  | 0.61
170 | TOTAL |  |  |  |  | 4500.27 | X
170 |  | Add GST on "X-A" (multiplying factor
170 |  | 0.1405) 8.67
170 | TOTAL |  |  |  |  | 4508.94 | Y
170 | Add 15% CPOH on "Y-A" |  |  |  |  | 10.55
170 | TOTAL |  |  |  |  | 4519.50 | Z
170 | Add Cess @ 1% on "Z-A" |  |  |  |  | 0.81
170 |  | Cost for 0.6 cum. 4520.31
170 |  | Cost per cum. 7533.84
170 | Say |  |  |  |  | 7533.85
170 | 4.7 | Providing and fixing up to floor five level precast cement concrete solid block, including hoisting and setting in position with cement mortar 1:3 (1 cement : 3 coarse sand), cost of required centering, shuttering complete :
170 | 4.7.1 | 1:1½:3 (1 Cement: 1½ coarse sand(zone-III) : 3 graded stone aggregate 20 mm nominal size). Details of cost for 25 no blocks, 40x20x30cm 25 no x 0.40m x 0.30m x 0.20m = 0.6 cum MATERIAL Cement concrete 1:1.5:3
170 | 4.1.2 | Rate as per Item No.4.1.2 of
170 | SH:CONCRETE WORK | cum | 0.60 | 7210.55 | 4326.33 | A
170 |  | Centering and shuttering
170 |  | (1) Mould
170 |  | (i) Plate 3mm thick
170 |  | 0.28 sqm. @ 23.55kg/m2 = 6.59 kg.
170 |  | (ii) Flat 10x5mm
170 |  | Handle
170 |  | 2x0.25 x0.4 = 6.79kg. or 0.068 qtl.
170 |  | Assuming shuttering will become
170 |  | unserviceable after use of 40 times
170 |  | and taking 75% credit.
170 |  | Qty taken for cost of using once =
170 |  | 0.068x0.75/80 = 0.001275 qtl =
170 |  | 0.1275 kg
171 | 10.1 | Rate as per item no.10.1
171 | SH : steel work | kg | 0.1275 | 86.05 | 10.97 | A
171 |  | (2) Moulding Platform
171 |  | Assuming platform will become
171 |  | unserviceable after use of 40 times.
171 |  | (i) Brick on edge flooring cement
171 |  | mortar 1:6
171 |  | 1x2.0x2.0m = 4 sqm.
171 |  | Qty taken for cost of using once =
171 |  | 4/40 = 0.1 sqm
171 | 11.1.2 | Rate as per item no. 11.1.2
171 | SH : Flooring work. | sqm | 0.10 | 829.45 | 82.95 | A
171 |  | (ii) 25mm thick cement concrete
171 |  | 1:2:4 in pavement
171 |  | 2.00x2.00x0.025 = 0.100
171 |  | Qty taken for cost of using once =
171 |  | 0.100/40 = 0.0025 cum
171 | 11.7 | Rate as per Item Number 11.7 of
171 | SH: Flooring | cum | 0.0025 | 7335.10 | 18.34 | A
171 |  | Mortar 1:3 for Fixing
171 |  | 0.202/100x25=0.051
171 | 3.8 | Rate as per Item No 3.8 | cum | 0.051 | 4664.55 | 237.89
171 |  | Extra for Labour for lifting
171 |  | (27/100x25=0.675 or 0.68)
171 | 0115 | Coolie | day | 0.68 | 558.00 | 379.44
171 |  | Labour for hoisting and setting in
171 |  | position
171 | 0123 | Mason (brick layer) 1st class | day | 0.60 | 738.00 | 442.80
171 | 0114 | Beldar | day | 3.60 | 558.00 | 2008.80
171 | TOTAL |  |  |  |  | 7507.52 W
171 | Add 1 % Water charges on "W-A" |  |  |  |  | 30.69
171 | TOTAL |  |  |  |  | 7538.21 | X
171 |  | Add GST on "X-A" (multiplying
171 |  | factor 0.1405) 435.50
171 | TOTAL |  |  |  |  | 7973.70 | Y
171 | Add 15% CPOH on "Y-A" |  |  |  |  | 530.27
171 | TOTAL |  |  |  |  | 8503.97 | Z
171 | Add Cess @ 1% on "Z-A" |  |  |  |  | 40.65
171 |  | Cost for 0.6 cum. 8544.62
171 |  | Cost per cum. 14241.04
171 | Say |  |  |  |  | 14241.05
171 | 4.8 | Providing and fixing up to floor five level precast cement concrete hollow block, including hoisting and setting in position with cement mortar 1:3 (1 cement : 3 coarse sand), cost of required centering, shuttering complete.
171 | 4.8.1 | 1:1½:3 (1 Cement: 1½ coarse sand (zone-III): 3 graded stone aggregate 20 mm nominal size) . Details of cost for one block of overall size 1m x 0.50m and 0.10m thick having 6 vertical hollows, 40x20x30cm
172 |  | finished contents = 1mx0.5mx0.1m =
172 |  | 0.05cum
172 |  | MATERIAL
172 |  | Cement concrete 1:1.5:3
172 |  | Net qty = 0.05[6x0.5x{2x1/2(0.05+7)}x
172 |  | 0.074] = 0.023cum
172 | 4.1.2 | Rate as per Item No.4.1.2 of
172 | SH:CONCRETE WORK | cum | 0.023 | 7210.55 | 165.84 | A
172 | 9999 | Centering and shuttering including T&P charges, hire charges of steel mould, table vibrator, rammer, bolts nuts & washers etc. | L.S. | 26.91 | 2.00 | 53.82
172 |  | Cement mortar 1:2 for fixing
172 | 3.7 | Rate as per Item No.3.7 of SH:MORTARS | cum | 0.002 | 5345.55 | 10.69
172 |  | LABOUR
172 |  | Extra Labour for lifting material upto
172 |  | floor V level
172 | 0115 | Coolie | day | 0.056 | 558.00 | 31.25
172 |  | Labour for hoisting and setting in
172 |  | position
172 | 0123 | Mason (brick layer) 1st class | day | 0.05 | 738.00 | 36.90
172 | 0114 | Beldar | day | 0.30 | 558.00 | 167.40
172 | TOTAL |  |  |  |  | 465.90 W
172 | Add 1 % Water charges on "W-A" |  |  |  |  | 3.00
172 | TOTAL |  |  |  |  | 468.90 | X
172 |  | Add GST on "X-A" (multiplying factor
172 |  | 0.1405) 42.58
172 | TOTAL |  |  |  |  | 511.48 | Y
172 | Add 15% CPOH on "Y-A" |  |  |  |  | 51.85
172 | TOTAL |  |  |  |  | 563.33 | Z
172 | Add Cess @ 1% on "Z-A" |  |  |  |  | 3.97
172 |  | Cost for 0.05 cum. 567.30
172 |  | Cost per cum. 11346.06
172 | Say |  |  |  |  | 11346.05
172 | 4.9 | Precasting and placing in position 125 mm dia Bollards 600 mm high of required shape including providing M.S. Pipe Sleeve 50 mm dia 300 mm long in the Bollard and M.S. Pipes 40 mm dia and 450mm long with 150x150x6mm M.S. plate welded at bottom and embedded 150mm in cement concrete 1:3:6 (1 Cement : 3 coarse sand (zone-III) : 6 graded stone aggregate 20 mm nominal size), including necessary excavation of size 250x250x450mm deep for the same in bitumen/ concrete pavement at specified spacing. Details of Cost for one bollard MATERIAL Cement concrete 1:2:4 3.14/4x(0.125)x(0.125)x0.60 = 0.007 cum
172 | 5.1.3 | Rate as per Item no. 5.1.3 SH : RCC | cum | 0.007 | 7296.35 | 51.07 | A
172 |  | Centering and shuttering
172 |  | 3.14x(0.125)x0.60 = 0.24 sqm
173 | 5.9.1 | Rate as per Item no. 5.9.1 SH : RCC | sqm | 0.24 | 284.85 | 68.36 | A
173 |  | M.S. pipes ( medium class)
173 |  | 50 mm dia sleeve =1x0.30x5.10 =
173 |  | 1.53 kg
173 |  | 40 mm dia pipe =1x0.45x3.61 =
173 |  | 1.62 kg
173 |  | M.S. plate 3mm thick =(0.15x0.15)x
173 |  | 23.55 =0.53 kg
173 |  | Total =3.68 kg
173 | 10.1 | Rate as per Item no.10.1
173 | SH : Steel work | kg | 3.68 | 86.05 | 316.66 | A
173 |  | Excavation
173 |  | 0.25x0.25x0.45 = 0.03 cum
173 | 2.8.1 | Rate as per Item no. 2.8.1
173 | SH : Earth work | cum | 0.03 | 252.30 | 7.57 | A
173 |  | Cement concrete 1:3:6
173 | 4.1.5 | Rate as per Item no. 4.1.5
173 | SH : Cement concrete | cum | 0.03 | 6259.10 | 187.77 | A
173 |  | 6 mm rendering (1:3) (0.24+0.01) =
173 |  | 0.25 sqm
173 | 5.23 | Rate as per Item no. 5.23 SH : RCC | sqm | 0.25 | 227.35 | 56.84 | A
173 | 9988 | Carriage and fixing charges | L.S. | 13.00 | 2.00 | 26.00
173 | TOTAL |  |  |  |  | 714.28 | W
173 | Add 1 % Water charges on "W-A" |  |  |  |  | 0.26
173 | TOTAL |  |  |  |  | 714.54 | X
173 |  | Add GST on "X-A" (multiplying factor
173 |  | 0.1405) 3.69
173 | TOTAL |  |  |  |  | 718.23 | Y
173 | Add 15% CPOH on "Y-A" |  |  |  |  | 4.49
173 | TOTAL |  |  |  |  | 722.72 | Z
173 | Add Cess @ 1% on "Z-A" |  |  |  |  | 0.34
173 |  | Cost for one bollard 723.07
173 | Say |  |  |  |  | 723.05
173 | 4.10 | Providing and laying damp-proof course 40mm thick with cement concrete 1:2:4 (1 cement : 2 coarse sand (zone-III): 4 graded stone aggregate 12.5mm nominal size) Details of cost for 10 sqm MATERIAL Cement concrete 1:2:4 (1 cement : 2 coarse sand (zone-III) : 4 graded stone aggregate 12.5 mm nominal size) 10x0.040 = 0.40 cum
173 | 4.1.3 | Rate as per item no 4.1.3 of
173 | SH: Concrete work | cum | 0.40 | 6788.60 | 2715.44 | A
173 |  | Add deduct for difference of cost
173 |  | between 20mm size and 12.5mm
173 |  | size
173 | 0295 | Stone Aggregate (Single size) : 20 mm nominal size | cum | -0.67 | 1350.00 | -904.50
174 | 0296 | Stone Aggregate (Single size) : 12.5 mm nominal size | cum | 0.67 | 1350.00 | 904.50
174 |  | Add for delay
174 | 0123 | Mason (brick layer) 1st class | day | 0.40 | 738.00 | 295.20
174 | 0124 | Mason (brick layer) 2nd class | day | 0.40 | 679.00 | 271.60
174 | 9999 | Sundries (Form work etc.) | L.S. | 1.95 | 2.00 | 3.90
174 | TOTAL |  |  |  |  | 3286.14 W
174 | Add 1 % Water charges on "W-A" |  |  |  |  | 5.71
174 | TOTAL |  |  |  |  | 3291.85 | X
174 |  | Add GST on "X-A" (multiplying factor
174 |  | 0.1405) 80.99
174 | TOTAL |  |  |  |  | 3372.83 | Y
174 | Add 15% CPOH on "Y-A" |  |  |  |  | 98.61
174 | TOTAL |  |  |  |  | 3471.44 | Z
174 | Add Cess @ 1% on "Z-A" |  |  |  |  | 7.56
174 |  | Cost for 10 sqm 3479.00
174 |  | Cost for 1 sqm 347.90
174 | Say |  |  |  |  | 347.90
174 | 4.11 | Providing and laying damp-proof course 50mm thick with cement concrete 1:2:4 (1 cement : 2 coarse sand(zone-III) : 4 graded stone aggregate 20mm nominal size). Details of cost for 10 sqm MATERIAL Cement concrete 1:2:4 (1 cement 2 coarse send (zone - III) : 4 graded aggregate 20 mm normal size) = 10x0.05 = 0.50 cum
174 | 4.1.3 | Rate as per item no 4.1.3 of
174 | SH:Concrete work | cum | 0.50 | 6788.60 | 3394.30 | A
174 |  | Add for delay :
174 | 0123 | Mason (brick layer) 1st class | day | 0.40 | 738.00 | 295.20
174 | 0124 | Mason (brick layer) 2nd class | day | 0.40 | 679.00 | 271.60
174 | 9999 | Sundries (Form work etc.) | L.S. | 13.52 | 2.00 | 27.04
174 | TOTAL |  |  |  |  | 3988.14 W
174 | Add 1 % Water charges on "W-A" |  |  |  |  | 5.94
174 | TOTAL |  |  |  |  | 3994.08 | X
174 |  | Add GST on "X-A" (multiplying factor
174 |  | 0.1405) 84.27
174 | TOTAL |  |  |  |  | 4078.35 | Y
174 | Add 15% CPOH on "Y-A" |  |  |  |  | 102.61
174 | TOTAL |  |  |  |  | 4180.95 | Z
174 | Add Cess @ 1% on "Z-A" |  |  |  |  | 7.87
174 |  | Cost for 10 sqm. 4188.82
174 | Cost of 1 sqm. |  |  |  |  | 418.88
174 | Say |  |  |  |  | 418.90
175 | 4.12 | Extra for providing and mixing water proofing material in cement concrete work in doses by weight of cement as per manufacturer's specification. Details of cost for per bag of 50kg. of cement MATERIAL Approved waterproofing’materials according to the recommended proportions
175 | 1213 | Water proofing materials | kilogram | 1.00 | 35.00 | 35.00
175 | 9988 | Carriage of water proofing material and labour for mixing etc. | L.S. | 3.64 | 2.00 | 7.28
175 | TOTAL |  |  |  |  | 42.28 W
175 | Add 1 % Water charges on "W" |  |  |  |  | 0.42
175 | TOTAL |  |  |  |  | 42.70 | X
175 |  | Add GST on "X" (multiplying factor
175 |  | 0.1405) 6.00
175 | TOTAL |  |  |  |  | 48.70 | Y
175 | Add 15% CPOH on "Y" |  |  |  |  | 7.31
175 | TOTAL |  |  |  |  | 56.01 | Z
175 | Add Cess @ 1% on "Z" |  |  |  |  | 0.56
175 |  | Cost per bag of cement of 50kg. 56.57
175 | Say |  |  |  |  | 56.55
175 | 4.13 | Providing & applying a coat of residual petroleum bitumen of grade of VG-10 of approved quality using 1.7kg per square metre on damp proof course after cleaning the surface with brushes and finally with apiece of cloth lightly soaked in kerosene oil. Details of cost for 10sqm. MATERIAL
175 | 0309 | Paving bitumen VG-10 of approved quality | tonne | 0.017 | 25614.00 | 435.44
175 | 0771 | Kerosene oil | litre | 1.23 | 50.00 | 61.50
175 |  | Fuel for heating
175 | 0370 | Coal (steam) | quintal | 0.035 | 440.00 | 15.40
175 | 2211 | Carriage of Tar bitumen | tonne | 0.017 | 103.77 | 1.76
175 |  | LABOUR
175 |  | Cleaning surface and applying
175 |  | kerosene oil
175 | 0114 | Beldar | day | 0.12 | 558.00 | 66.96
175 |  | Heating the material
175 | 0115 | Coolie | day | 0.07 | 558.00 | 39.06
175 |  | Spreading hot tar over damp proof
175 |  | course
175 | 0131 | Painter | day | 0.20 | 679.00 | 135.80
176 | 9988 | Sundries (Carriage of kerosene, steam coal, brushes, T&P etc.) | L.S. | 33.15 | 2.00 | 66.30
176 | TOTAL |  |  |  |  | 822.22 W
176 | Add 1 % Water charges on "W" |  |  |  |  | 8.22
176 | TOTAL |  |  |  |  | 830.44 | X
176 |  | Add GST on "X" (multiplying factor
176 |  | 0.1405) 116.68
176 | TOTAL |  |  |  |  | 947.12 | Y
176 | Add 15% CPOH on "Y" |  |  |  |  | 142.07
176 | TOTAL |  |  |  |  | 1089.19 | Z
176 | Add Cess @ 1% on "Z" |  |  |  |  | 10.89
176 |  | Cost for 10 sqm. 1100.08
176 | Cost of 1 sqm. |  |  |  |  | 110.01
176 | Say |  |  |  |  | 110.00
176 | 4.14 | Extra for concrete work in superstructure above floor V level for each four floors or part thereof. Details of cost per cum. Extra labour element required for lifting of materials (0.75x2.00 = 1.50)
176 | 0115 | Coolie | day | 1.50 | 558.00 | 837.00
176 | TOTAL |  |  |  |  | 837.00 W
176 | Add 1 % Water charges on "W" |  |  |  |  | 8.37
176 | TOTAL |  |  |  |  | 845.37 | X
176 |  | Add GST on "X" (multiplying factor
176 |  | 0.1405) 118.77
176 | TOTAL |  |  |  |  | 964.14 | Y
176 | Add 15% CPOH on "Y" |  |  |  |  | 144.62
176 | TOTAL |  |  |  |  | 1108.77 | Z
176 | Add Cess @ 1% on "Z" |  |  |  |  | 11.09
176 |  | Cost for 1 cum. 1119.85
176 | Say |  |  |  |  | 1119.85
176 | 4.15 | Extra for laying concrete in or under water and/or liquid mud including cost of pumping or bailing out water and removing slush etc. complete. Details of cost for 14 cum per 0.3m depth Quantity of concrete = 14 cum. pumping hours = 3 hrs. or 0.375 day.
176 | 0011 | Hire charges of Pumpset of capacity 4000 litres/hour. | day | 0.375 | 700.00 | 262.50
177 | 0114 | Beldar | day | 4.00 | 558.00 | 2232.00
177 |  | for cleaning slush
177 | TOTAL |  |  |  |  | 2494.50 W
177 | Add 1 % Water charges on "W" |  |  |  |  | 24.95
177 | TOTAL |  |  |  |  | 2519.45 | X
177 |  | Add GST on "X" (multiplying factor
177 |  | 0.1405) 353.98
177 | TOTAL |  |  |  |  | 2873.43 | Y
177 | Add 15% CPOH on "Y" |  |  |  |  | 431.01
177 | TOTAL |  |  |  |  | 3304.44 | Z
177 | Add Cess @ 1% on "Z" |  |  |  |  | 33.04
177 | Cost of 14cum. per 0.30 m depth |  |  |  |  | 3337.49
177 | Cost of cum. per m depth |  |  |  |  | 794.64
177 | Say |  |  |  |  | 794.65
177 | 4.16 | Extra for laying concrete in or under foul positions. Details of cost for 1 cum. Extra labour due to slow progress-
177 | 0123 | Mason (brick layer) 1st class | day | 0.02 | 738.00 | 14.76
177 | 0124 | Mason (brick layer) 2nd class | day | 0.02 | 679.00 | 13.58
177 | 0114 | Beldar | day | 0.25 | 558.00 | 139.50
177 | 0115 | Coolie | day | 0.15 | 558.00 | 83.70
177 | TOTAL |  |  |  |  | 251.54 W
177 | Add 1 % Water charges on "W" |  |  |  |  | 2.52
177 | TOTAL |  |  |  |  | 254.06 | X
177 |  | Add GST on "X" (multiplying factor
177 |  | 0.1405) 35.69
177 | TOTAL |  |  |  |  | 289.75 | Y
177 | Add 15% CPOH on "Y" |  |  |  |  | 43.46
177 | TOTAL |  |  |  |  | 333.21 | Z
177 | Add Cess @ 1% on "Z" |  |  |  |  | 3.33
177 |  | Cost for 1 cum. 336.54
177 | Say |  |  |  |  | 336.55
177 | 4.17 | Making plinth protection 50mm thick of cement concrete 1:3:6 (1 cement : 3 coarse sand : 6 graded stone aggregate 20 mm nominal size) over 75mm thick bed of dry brick ballast 40 mm nominal size, well rammed and consolidated and grouted with fine sand, including necessary excavation, levelling & dressing & finishing the top smooth. Detail of cost for 10 sqm MATERIAL
177 | 0287 | Brick Aggregate (Single size) : 40 mm nominal size | cum | 0.75 | 650.00 | 487.50
177 | 2260 | Carriage of Brick aggregate | cum | 0.75 | 112.79 | 84.59
177 | 0983 | Fine sand (zone IV) | cum | 0.06 | 900.00 | 54.00
178 | 2261 | Carriage of Fine sand (1 part badarpur sand : 2 parts jamuna sand) | cum | 0.06 | 103.77 | 6.23
178 |  | Dressing the gound including cutting
178 |  | and filling upto 15cm
178 | 0114 | Beldar | day | 0.16 | 558.00 | 89.28
178 | 0115 | Coolie | day | 0.11 | 558.00 | 61.38
178 |  | MATERIAL
178 |  | Qty. of cement concrete 1:3:6 on
178 |  | 10 sqm. area = 0.5cum.
178 | 0295 | Stone Aggregate (Single size) : 20 mm nominal size | cum | 0.35 | 1350.00 | 472.50
178 | 0297 | Stone Aggregate (Single size) : 10 mm nominal size | cum | 0.12 | 1350.00 | 162.00
178 | 2202 | Carriage of Stone aggregate below 40 mm nominal size | cum | 0.47 | 103.77 | 48.77
178 | 0982 | Coarse sand (zone III) | cum | 0.23 | 1350.00 | 310.50
178 | 2203 | Carriage of Coarse sand | cum | 0.23 | 103.77 | 23.87
178 | 0367 | Portland Cement | tonne | 0.11 | 4940.00 | 543.40
178 | 2209 | Carriage of Cement | tonne | 0.11 | 92.24 | 10.15
178 |  | Labour (for C.C 1:3:6)
178 | 0114 | Beldar | day | 1.00 | 558.00 | 558.00
178 | 0123 | Mason (brick layer) 1st class | day | 0.05 | 738.00 | 36.90
178 | 0101 | Bhisti | day | 0.33 | 617.00 | 203.61
178 | 9999 | Hire and runing charges of mechanical mixer | L.S. | 13.39 | 2.00 | 26.78
178 | 9999 | Sundries | L.S. | 6.76 | 2.00 | 13.52
178 |  | LABOUR
178 | 0155 | Mason (average) | day | 0.27 | 709.00 | 191.43
178 | 0114 | Beldar | day | 1.08 | 558.00 | 602.64
178 | 0115 | Coolie | day | 1.08 | 558.00 | 602.64
178 | TOTAL |  |  |  |  | 4589.68 W
178 | Add 1 % Water charges on "W" |  |  |  |  | 45.90
178 | TOTAL |  |  |  |  | 4635.58 | X
178 |  | Add GST on "X" (multiplying factor
178 |  | 0.1405) 651.30
178 | TOTAL |  |  |  |  | 5286.88 | Y
178 | Add 15% CPOH on "Y" |  |  |  |  | 793.03
178 | TOTAL |  |  |  |  | 6079.91 | Z
178 | Add Cess @ 1% on "Z" |  |  |  |  | 60.80
178 | Cost of 10.00 sqm |  |  |  |  | 6140.71
178 | Cost of 1.00 sqm |  |  |  |  | 614.07
178 | Say |  |  |  |  | 614.05
178 | 4.18 | Extra for addition of synthetic Polyester triangular fibre of length 12mm, effective diameter 10-40 microns and specific gravity of 1.34 to 1.40 in cement concrete/RCC/Flooring/water retaining structures by using 125gms of synthetic Polyester triangular fibre for 50 Kg cement used as per directions of Engineer-in-Charge. Detail of cost for per bag of 50 kg of cement used in concrete
179 |  | MATERIAL
179 | 8732 | Synthetic polyester triangular fibre of length 12mm, effective dia 10-40 microns and specific gravity of 1.34 to 1.40 | kg | 0.125 | 365.00 | 45.63
179 | TOTAL |  |  |  |  | 45.63 | W
179 | Add 1 % Water charges on "W" |  |  |  |  | 0.46
179 | TOTAL |  |  |  |  | 46.08 | X
179 |  | Add GST on "X" (multiplying factor
179 |  | 0.1405) 6.47
179 | TOTAL |  |  |  |  | 52.56 | Y
179 | Add 15% CPOH on "Y" |  |  |  |  | 7.88
179 | TOTAL |  |  |  |  | 60.44 | Z
179 | Add Cess @ 1% on "Z" |  |  |  |  | 0.60
179 |  | Cost per bag of 50 kg of cement 61.04
179 | Say |  |  |  |  | 61.05
179 | 4.19 | Providing and laying in position ready mixed plain cement concrete, using fly ash and cement content as per approved design mix and manufactured in fully automatic batching plant and transported to site of work in transit mixer for all leads, having continuous agitated mixer, manufactured as per mix design of specified grade for plain cement concrete work, including pumping of R.M.C. from transit mixer to site of laying and curing, excluding the cost of centering, shuttering and finishing, including cost of curing, admixtures in recommended proportions as per IS : 9103 to accelerate/ retard setting of concrete, improve workability without impairing strength and durability as per direction of the Engineer-in-charge. Note : (1) Excess/less cement used than specified in this item is payable/ recoverable separately. (2) Fly ash conforming to grade I of IS 3812 (Part-1) only be used as part replacement of OPC as per IS : 456. Uniform blending with cement is to be ensured in accordance with clauses 5.2 and 5.2.1 of IS: 456 -2000 in the items of BMC and RMC.
179 | 4.19.1 | All works upto plinth level:
179 | 4.19.1.1 | M-15 grade plain cement concrete (cement content considered @ 240 kg/cum) Details of cost for 1.00 cum MATERIAL
179 | 0293 | Stone Aggregate (Single size) : 40 mm nominal size | cum | 0.65 | 1300.00 | 845.00
179 |  | (0.70 - 7.5% for voids i.e. 0.05 =
179 |  | 0.65 cum)
179 | 0295 | Stone Aggregate (Single size) : 20 mm nominal size | cum | 0.24 | 1350.00 | 324.00
179 | 2206 | Carriage of Stone aggregate 40 mm nominal size and above | cum | 0.65 | 112.79 | 73.31
179 | 2202 | Carriage of Stone aggregate below 40 mm nominal size | cum | 0.24 | 103.77 | 24.90
179 | 0982 | Coarse sand (zone III) | cum | 0.37 | 1350.00 | 499.50
179 | 2203 | Carriage of Coarse sand | cum | 0.37 | 103.77 | 38.39
180 | 1980 | Flyash | cum | 0.21 | 10.00 | 2.10
180 | 2262 | Carriage of Flyash | cum | 0.21 | 103.77 | 21.79
180 | 0367 | Portland Cement | tonne | 0.24 | 4940.00 | 1185.60
180 | 2209 | Carriage of Cement | tonne | 0.24 | 92.24 | 22.14
180 | 7318 | Plasticizer / super plasticizer | kilogram | 1.20 | 36.00 | 43.20
180 |  | Production cost, pumping to
180 |  | respective floors and laying in position
180 | 0004 | Production cost of concrete by batch mix plant. | cum | 1.00 | 350.00 | 350.00
180 | 0029 | Carriage of concrete by transit mixer. | km/ cum | 10.00 | 30.00 | 300.00
180 | 0009 | Pumping charges of concrete including Hire charges of pump, piping work & accessories etc. | cum | 1.00 | 210.00 | 210.00
180 |  | Labour for pouring, consolidating &
180 |  | curing
180 | 0155 | Mason (average) | day | 0.17 | 709.00 | 120.53
180 | 0114 | Beldar | day | 2.00 | 558.00 | 1116.00
180 | 0101 | Bhisti | day | 0.90 | 617.00 | 555.30
180 | 0012 | Vibrator(Needle type 40mm) | day | 0.07 | 370.00 | 25.90
180 | 9999 | Sundries | L.S. | 13.00 | 2.00 | 26.00
180 | TOTAL |  |  |  |  | 5783.67 W
180 | Add 1 % Water charges on "W" |  |  |  |  | 57.84
180 | TOTAL |  |  |  |  | 5841.51 | X
180 |  | Add GST on "X" (multiplying factor
180 |  | 0.1405) 820.73
180 | TOTAL |  |  |  |  | 6662.24 | Y
180 | Add 15% CPOH on "Y" |  |  |  |  | 999.34
180 | TOTAL |  |  |  |  | 7661.58 | Z
180 | Add Cess @ 1% on "Z" |  |  |  |  | 76.62
180 |  | Cost per 1.00 cum 7738.19
180 | Say |  |  |  |  | 7738.20
180 | 4.19.1.2 | M-10 grade plain cement concrete (cement content considered @ 220 kg/cum) Details of cost for 1.00 cum MATERIAL
180 | 0293 | Stone Aggregate (Single size) : 40 mm nominal size | cum | 0.65 | 1300.00 | 845.00
180 |  | (0.70 - 7.5% for voids i.e. 0.05 =
180 |  | 0.65 cum)
180 | 0295 | Stone Aggregate (Single size) : 20 mm nominal size | cum | 0.24 | 1350.00 | 324.00
180 | 2206 | Carriage of Stone aggregate 40 mm nominal size and above | cum | 0.65 | 112.79 | 73.31
180 | 2202 | Carriage of Stone aggregate below 40 mm nominal size | cum | 0.24 | 103.77 | 24.90
180 | 0982 | Coarse sand (zone III) | cum | 0.37 | 1350.00 | 499.50
180 | 2203 | Carriage of Coarse sand | cum | 0.37 | 103.77 | 38.39
180 | 1980 | Flyash | cum | 0.21 | 10.00 | 2.10
180 | 2262 | Carriage of Flyash | cum | 0.21 | 103.77 | 21.79
180 | 0367 | Portland Cement | tonne | 0.22 | 4940.00 | 1086.80
180 | 2209 | Carriage of Cement | tonne | 0.22 | 92.24 | 20.29
181 | 7318 | Plasticizer / super plasticizer | kilogram | 1.10 | 36.00 | 39.60
181 |  | Production cost, pumping to
181 |  | respective floors and laying in
181 |  | position
181 | 0004 | Production cost of concrete by batch mix plant. | cum | 1.00 | 350.00 | 350.00
181 | 0029 | Carriage of concrete by transit mixer. | km/ cum | 10.00 | 30.00 | 300.00
181 | 0009 | Pumping charges of concrete including Hire charges of pump, piping work & accessories etc. | cum | 1.00 | 210.00 | 210.00
181 |  | Labour for pouring, consolidating &
181 |  | curing
181 | 0155 | Mason (average) | day | 0.17 | 709.00 | 120.53
181 | 0114 | Beldar | day | 2.00 | 558.00 | 1116.00
181 | 0101 | Bhisti | day | 0.90 | 617.00 | 555.30
181 | 0012 | Vibrator(Needle type 40mm) | day | 0.07 | 370.00 | 25.90
181 | 9999 | Sundries | L.S. | 13.00 | 2.00 | 26.00
181 | TOTAL |  |  |  |  | 5679.43 W
181 | Add 1 % Water charges on "W" |  |  |  |  | 56.79
181 | TOTAL |  |  |  |  | 5736.22 | X
181 |  | Add GST on "X" (multiplying factor
181 |  | 0.1405) 805.94
181 | TOTAL |  |  |  |  | 6542.16 | Y
181 | Add 15% CPOH on "Y" |  |  |  |  | 981.32
181 | TOTAL |  |  |  |  | 7523.49 | Z
181 | Add Cess @ 1% on "Z" |  |  |  |  | 75.23
181 |  | Cost per 1.00 cum 7598.72
181 | Say |  |  |  |  | 7598.70
181 | 4.19.2 | All works above plinth and upto floor V level:
181 | 4.19.2.1 | M-15 grade plain cement concrete (cement content considered @ 240 kg / cum) Details of cost for 1.00 cum MATERIAL
181 | 0293 | Stone Aggregate (Single size) : 40 mm nominal size | cum | 0.65 | 1300.00 | 845.00
181 |  | (0.70 - 7.5% for voids i.e. 0.05 =
181 |  | 0.65 cum)
181 | 0295 | Stone Aggregate (Single size) : 20 mm nominal size | cum | 0.24 | 1350.00 | 324.00
181 | 2206 | Carriage of Stone aggregate 40 mm nominal size and above | cum | 0.65 | 112.79 | 73.31
181 | 2202 | Carriage of Stone aggregate below 40 mm nominal size | cum | 0.24 | 103.77 | 24.90
181 | 0982 | Coarse sand (zone III) | cum | 0.37 | 1350.00 | 499.50
181 | 2203 | Carriage of Coarse sand | cum | 0.37 | 103.77 | 38.39
181 | 1980 | Flyash | cum | 0.21 | 10.00 | 2.10
181 | 2262 | Carriage of Flyash | cum | 0.21 | 103.77 | 21.79
181 | 0367 | Portland Cement | tonne | 0.24 | 4940.00 | 1185.60
181 | 2209 | Carriage of Cement | tonne | 0.24 | 92.24 | 22.14
182 | 7318 | Plasticizer / super plasticizer | kilogram | 1.20 | 36.00 | 43.20
182 |  | Production cost, pumping to
182 |  | respective floors and laying in
182 |  | position
182 | 0004 | Production cost of concrete by batch mix plant | cum | 1.00 | 350.00 | 350.00
182 | 0029 | Carriage of concrete by transit mixer. | km/ cum | 10.00 | 30.00 | 300.00
182 |  | Labour for pouring, consolidating &
182 |  | curing
182 | 0155 | Mason (average) | day | 0.17 | 709.00 | 120.53
182 | 0114 | Beldar | day | 2.00 | 558.00 | 1116.00
182 | 0101 | Bhisti | day | 0.90 | 617.00 | 555.30
182 | 0012 | Vibrator(Needle type 40mm) | day | 0.07 | 370.00 | 25.90
182 | 9999 | Sundries | L.S. | 13.00 | 2.00 | 26.00
182 |  | (Extra labour for lifting material upto
182 |  | floor V level = 0.75 x 2.5 = 1.88)
182 | 0115 | Coolie | day | 1.88 | 558.00 | 1049.04
182 | TOTAL |  |  |  |  | 6622.71 W
182 | Add 1 % Water charges on "W" |  |  |  |  | 66.23
182 | TOTAL |  |  |  |  | 6688.94 | X
182 |  | Add GST on "X" (multiplying factor
182 |  | 0.1405) 939.80
182 | TOTAL |  |  |  |  | 7628.74 | Y
182 | Add 15% CPOH on "Y" |  |  |  |  | 1144.31
182 | TOTAL |  |  |  |  | 8773.05 | Z
182 | Add Cess @ 1% on "Z" |  |  |  |  | 87.73
182 |  | Cost per 1.00 cum 8860.78
182 | Say |  |  |  |  | 8860.80
182 | 4.19.2.2 | M-10 grade plain cement concrete (cement content considered @ 220 kg/cum) Details of cost for 1.00 cum MATERIAL
182 | 0293 | Stone Aggregate (Single size) : 40 mm nominal size | cum | 0.65 | 1300.00 | 845.00
182 |  | (0.70 - 7.5% for voids i.e. 0.05 =
182 |  | 0.65 cum)
182 | 0295 | Stone Aggregate (Single size) : 20 mm nominal size | cum | 0.24 | 1350.00 | 324.00
182 | 2206 | Carriage of Stone aggregate 40 mm nominal size and above | cum | 0.65 | 112.79 | 73.31
182 | 2202 | Carriage of Stone aggregate below 40 mm nominal size | cum | 0.24 | 103.77 | 24.90
182 | 0982 | Coarse sand (zone III) | cum | 0.37 | 1350.00 | 499.50
182 | 2203 | Carriage of Coarse sand | cum | 0.37 | 103.77 | 38.39
182 | 1980 | Flyash | cum | 0.21 | 10.00 | 2.10
182 | 2262 | Carriage of Flyash | cum | 0.21 | 103.77 | 21.79
182 | 0367 | Portland Cement | tonne | 0.22 | 4940.00 | 1086.80
182 | 2209 | Carriage of Cement | tonne | 0.22 | 92.24 | 20.29
182 | 7318 | Plasticizer / super plasticizer | kilogram | 1.10 | 36.00 | 39.60
182 |  | Production cost, pumping to
182 |  | respective floors and laying in
182 |  | position
183 | 0004 | Production cost of concrete by batch mix plant. | cum | 1.00 | 350.00 | 350.00
183 | 0029 | Carriage of concrete by transit mixer. | km/ cum | 10.00 | 30.00 | 300.00
183 |  | Labour for pouring, consolidating &
183 |  | curing
183 | 0155 | Mason (average) | day | 0.17 | 709.00 | 120.53
183 | 0114 | Beldar | day | 2.00 | 558.00 | 1116.00
183 | 0101 | Bhisti | day | 0.90 | 617.00 | 555.30
183 | 0012 | Vibrator(Needle type 40mm) | day | 0.07 | 370.00 | 25.90
183 | 9999 | Sundries | L.S. | 13.00 | 2.00 | 26.00
183 |  | (Extra labour for lifting material upto
183 |  | floor V level = 0.75 x 2.5 = 1.88)
183 | 0115 | Coolie | day | 1.88 | 558.00 | 1049.04
183 | TOTAL |  |  |  |  | 6518.47 W
183 | Add 1 % Water charges on "W" |  |  |  |  | 65.18
183 | TOTAL |  |  |  |  | 6583.65 | X
183 |  | Add GST on "X" (multiplying factor
183 |  | 0.1405) 925.00
183 | TOTAL |  |  |  |  | 7508.66 | Y
183 | Add 15% CPOH on "Y" |  |  |  |  | 1126.30
183 | TOTAL |  |  |  |  | 8634.95 | Z
183 | Add Cess @ 1% on "Z" |  |  |  |  | 86.35
183 |  | Cost per 1.00 cum 8721.30
183 | Say |  |  |  |  | 8721.30
183 | 4.20 | Providing and laying in position ready mixed plain cement concrete, with cement content as per approved design mix and manufactured in fully automatic batching plant and transported to site of work in transit mixer for all leads, having continuous agitated mixer, manufactured as per mix design of specified grade for plain cement concrete work, including pumping of R.M.C. from transit mixer to site of laying and curing, excluding the cost of centering, shuttering and finishing, including cost of curing, admixtures in recommended proportions as per IS : 9103 to accelerate/ retard setting of concrete, improve workability without impairing strength and durability as per direction of the Engineer-in-charge. Note : 1) Excess/less cement used than specified in this item is payable/ recoverable separately.
183 | 4.20.1 | All works upto plinth level :
183 | 4.20.1.1 | M-15 grade plain cement concrete (cement content considered @ 240 kg/cum) Details of cost for 1.00 cum MATERIAL
183 | 0293 | Stone Aggregate (Single size) : 40 mm nominal size | cum | 0.65 | 1300.00 | 845.00
183 |  | (0.70 - 7.5% for voids i.e. 0.05 =
183 |  | 0.65 cum)
183 | 0295 | Stone Aggregate (Single size) : 20 mm nominal size | cum | 0.24 | 1350.00 | 324.00
183 | 2206 | Carriage of Stone aggregate 40 mm nominal size and above | cum | 0.65 | 112.79 | 73.31
184 | 2202 | Carriage of Stone aggregate below 40 mm nominal size | cum | 0.24 | 103.77 | 24.90
184 | 0982 | Coarse sand (zone III) | cum | 0.47 | 1350.00 | 634.50
184 | 2203 | Carriage of Coarse sand | cum | 0.47 | 103.77 | 48.77
184 | 0367 | Portland Cement | tonne | 0.24 | 4940.00 | 1185.60
184 | 2209 | Carriage of Cement | tonne | 0.24 | 92.24 | 22.14
184 | 7318 | Plasticizer / super plasticizer | kilogram | 1.20 | 36.00 | 43.20
184 |  | Production cost, pumping to
184 |  | respective floors and laying in
184 |  | position
184 | 0004 | Production cost of concrete by batch mix plant. | cum | 1.00 | 350.00 | 350.00
184 | 0029 | Carriage of concrete by transit mixer. | km/ cum | 10.00 | 30.00 | 300.00
184 | 0009 | Pumping charges of concrete including Hire charges of pump, piping work & accessories etc. | cum | 1.00 | 210.00 | 210.00
184 |  | Labour for pouring, consolidating &
184 |  | curing
184 | 0155 | Mason (average) | day | 0.17 | 709.00 | 120.53
184 | 0114 | Beldar | day | 2.00 | 558.00 | 1116.00
184 | 0101 | Bhisti | day | 0.90 | 617.00 | 555.30
184 | 0012 | Vibrator(Needle type 40mm) | day | 0.07 | 370.00 | 25.90
184 | 9999 | Sundries | L.S. | 13.00 | 2.00 | 26.00
184 | TOTAL |  |  |  |  | 5905.16 W
184 | Add 1 % Water charges on "W" |  |  |  |  | 59.05
184 | TOTAL |  |  |  |  | 5964.21 | X
184 |  | Add GST on "X" (multiplying factor
184 |  | 0.1405) 837.97
184 | TOTAL |  |  |  |  | 6802.18 | Y
184 | Add 15% CPOH on "Y" |  |  |  |  | 1020.33
184 | TOTAL |  |  |  |  | 7822.51 | Z
184 | Add Cess @ 1% on "Z" |  |  |  |  | 78.23
184 |  | Cost per 1.00 cum 7900.73
184 | Say |  |  |  |  | 7900.75
184 | 4.20.1.2 | M-10 grade plain cement concrete (cement content considered @ 220 kg/cum) Details of cost for 1.00 cum MATERIAL
184 | 0293 | Stone Aggregate (Single size) : 40 mm nominal size | cum | 0.65 | 1300.00 | 845.00
184 |  | (0.70 - 7.5% for voids i.e. 0.05 =
184 |  | 0.65 cum)
184 | 0295 | Stone Aggregate (Single size) : 20 mm nominal size | cum | 0.24 | 1350.00 | 324.00
184 | 2206 | Carriage of Stone aggregate 40 mm nominal size and above | cum | 0.65 | 112.79 | 73.31
184 | 2202 | Carriage of Stone aggregate below 40 mm nominal size | cum | 0.24 | 103.77 | 24.90
184 | 0982 | Coarse sand (zone III) | cum | 0.47 | 1350.00 | 634.50
184 | 2203 | Carriage of Coarse sand | cum | 0.47 | 103.77 | 48.77
185 | 0367 | Portland Cement | tonne | 0.22 | 4940.00 | 1086.80
185 | 2209 | Carriage of Cement | tonne | 0.22 | 92.24 | 20.29
185 | 7318 | Plasticizer / super plasticizer | kilogram | 1.10 | 36.00 | 39.60
185 |  | Production cost, pumping to
185 |  | respective floors and laying in
185 |  | position
185 | 0004 | Production cost of concrete by batch mix plant. | cum | 1.00 | 350.00 | 350.00
185 | 0029 | Carriage of concrete by transit mixer. | km/ cum | 10.00 | 30.00 | 300.00
185 | 0009 | Pumping charges of concrete including Hire charges of pump, piping work & accessories etc. | cum | 1.00 | 210.00 | 210.00
185 |  | Labour for pouring, consolidating &
185 |  | curing
185 | 0155 | Mason (average) | day | 0.17 | 709.00 | 120.53
185 | 0114 | Beldar | day | 2.00 | 558.00 | 1116.00
185 | 0101 | Bhisti | day | 0.90 | 617.00 | 555.30
185 | 0012 | Vibrator(Needle type 40mm) | day | 0.07 | 370.00 | 25.90
185 | 9999 | Sundries | L.S. | 13.00 | 2.00 | 26.00
185 | TOTAL |  |  |  |  | 5800.91 W
185 | Add 1 % Water charges on "W" |  |  |  |  | 58.01
185 | TOTAL |  |  |  |  | 5858.92 | X
185 |  | Add GST on "X" (multiplying factor
185 |  | 0.1405) 823.18
185 | TOTAL |  |  |  |  | 6682.10 | Y
185 | Add 15% CPOH on "Y" |  |  |  |  | 1002.32
185 | TOTAL |  |  |  |  | 7684.42 | Z
185 | Add Cess @ 1% on "Z" |  |  |  |  | 76.84
185 |  | Cost per 1.00 cum 7761.26
185 | Say |  |  |  |  | 7761.25
185 | 4.20.2 | All works above plinth and upto floor V level :
185 | 4.20.2.1 | M-15 grade plain cement concrete. (cement content considered @ 240 kg / cum) Details of cost for 1.00 cum MATERIAL
185 | 0293 | Stone Aggregate (Single size) : 40 mm nominal size | cum | 0.65 | 1300.00 | 845.00
185 |  | (0.70 - 7.5% for voids i.e. 0.05 =
185 |  | 0.65 cum)
185 | 0295 | Stone Aggregate (Single size) : 20 mm nominal size | cum | 0.24 | 1350.00 | 324.00
185 | 2206 | Carriage of Stone aggregate 40 mm nominal size and above | cum | 0.65 | 112.79 | 73.31
185 | 2202 | Carriage of Stone aggregate below 40 mm nominal size | cum | 0.24 | 103.77 | 24.90
185 | 0982 | Coarse sand (zone III) | cum | 0.47 | 1350.00 | 634.50
185 | 2203 | Carriage of Coarse sand | cum | 0.47 | 103.77 | 48.77
185 | 0367 | Portland Cement | tonne | 0.24 | 4940.00 | 1185.60
185 | 2209 | Carriage of Cement | tonne | 0.24 | 92.24 | 22.14
186 | 7318 | Plasticizer / super plasticizer | kilogram | 1.20 | 36.00 | 43.20
186 |  | Production cost, pumping to
186 |  | respective floors and laying in
186 |  | position
186 | 0004 | Production cost of concrete by batch mix plant. | cum | 1.00 | 350.00 | 350.00
186 | 0029 | Carriage of concrete by transit mixer. | km/ cum | 10.00 | 30.00 | 300.00
186 |  | Labour for pouring, consolidating &
186 |  | curing
186 | 0155 | Mason (average) | day | 0.17 | 709.00 | 120.53
186 | 0114 | Beldar | day | 2.00 | 558.00 | 1116.00
186 | 0101 | Bhisti | day | 0.90 | 617.00 | 555.30
186 | 0012 | Vibrator(Needle type 40mm) | day | 0.07 | 370.00 | 25.90
186 | 9999 | Sundries | L.S. | 13.00 | 2.00 | 26.00
186 |  | (Extra labour for lifting material upto
186 |  | floor V level = 0.75 x 2.5 = 1.88)
186 | 0115 | Coolie | day | 1.88 | 558.00 | 1049.04
186 | TOTAL |  |  |  |  | 6744.20 W
186 | Add 1 % Water charges on "W" |  |  |  |  | 67.44
186 | TOTAL |  |  |  |  | 6811.64 | X
186 | Add GST on "X" (multiplying factor 0.1405) |  |  |  |  | 957.04
186 | TOTAL |  |  |  |  | 7768.68 | Y
186 | Add 15% CPOH on "Y" |  |  |  |  | 1165.30
186 | TOTAL |  |  |  |  | 8933.98 | Z
186 | Add Cess @ 1% on "Z" |  |  |  |  | 89.34
186 |  | Cost per 1.00 cum 9023.32
186 | Say |  |  |  |  | 9023.30
186 | 4.20.2.2 | M-10 grade plain cement concrete (cement content considered @ 220 kg/cum) Details of cost for 1.00 cum MATERIAL
186 | 0293 | Stone Aggregate (Single size) : 40 mm nominal size | cum | 0.65 | 1300.00 | 845.00
186 |  | (0.70 - 7.5% for voids i.e. 0.05 =
186 |  | 0.65 cum)
186 | 0295 | Stone Aggregate (Single size) : 20 mm nominal size | cum | 0.24 | 1350.00 | 324.00
186 | 2206 | Carriage of Stone aggregate 40 mm nominal size and above | cum | 0.65 | 112.79 | 73.31
186 | 2202 | Carriage of Stone aggregate below 40 mm nominal size | cum | 0.24 | 103.77 | 24.90
186 | 0982 | Coarse sand (zone III) | cum | 0.47 | 1350.00 | 634.50
186 | 2203 | Carriage of Coarse sand | cum | 0.47 | 103.77 | 48.77
186 | 0367 | Portland Cement | tonne | 0.22 | 4940.00 | 1086.80
186 | 2209 | Carriage of Cement | tonne | 0.22 | 92.24 | 20.29
186 | 7318 | Plasticizer / super plasticizer | kilogram | 1.10 | 36.00 | 39.60
186 |  | Production cost, pumping to
186 |  | respective floors and laying in
186 |  | position
187 | 0004 | Production cost of concrete by batch mix plant. | cum | 1.00 | 350.00 | 350.00
187 | 0029 | Carriage of concrete by transit mixer. | km/ cum | 10.00 | 30.00 | 300.00
187 |  | Labour for pouring, consolidating &
187 |  | curing
187 | 0155 | Mason (average) | day | 0.17 | 709.00 | 120.53
187 | 0114 | Beldar | day | 2.00 | 558.00 | 1116.00
187 | 0101 | Bhisti | day | 0.90 | 617.00 | 555.30
187 | 0012 | Vibrator(Needle type 40mm) | day | 0.07 | 370.00 | 25.90
187 | 9999 | Sundries | L.S. | 13.00 | 2.00 | 26.00
187 |  | (Extra labour for lifting material upto
187 |  | floor V level = 0.75 x 2.5 = 1.88)
187 | 0115 | Coolie | day | 1.88 | 558.00 | 1049.04
187 | TOTAL |  |  |  |  | 6639.95 W
187 | Add 1 % Water charges on "W" |  |  |  |  | 66.40
187 | TOTAL |  |  |  |  | 6706.35 | X
187 |  | Add GST on "X" (multiplying factor
187 |  | 0.1405) 942.24
187 | TOTAL |  |  |  |  | 7648.60 | Y
187 | Add 15% CPOH on "Y" |  |  |  |  | 1147.29
187 | TOTAL |  |  |  |  | 8795.88 | Z
187 | Add Cess @ 1% on "Z" |  |  |  |  | 87.96
187 |  | Cost per 1.00 cum 8883.84
187 | Say |  |  |  |  | 8883.85

## 05_RCC_Work
PDF Page | Code / Item No | Description / Specification | Unit | Quantity | Rate (Rs) | Amount (Rs) | Tag / Remarks
188 |  | REINFORCED CEMENT
188 |  | CONCRETE
188 | 179
190 | 5.1 | Providing and laying in position specified grade of reinforced cement concrete, excluding the cost of centering, shuttering, finishing and reinforcement - All work up to plinth level :
190 | 5.1.2 | 1:1.5:3 (1 cement : 1.5 coarse sand (zone-III): 3 graded stone aggregate 20 mm nominal size) Details of cost for 1 cum MATERIAL
190 | 0295 | Stone Aggregate (Single size) : 20 mm nominal size | cum | 0.57 | 1350.00 | 769.50
190 | 0297 | Stone Aggregate (Single size) : 10 mm nominal size | cum | 0.28 | 1350.00 | 378.00
190 | 2202 | Carriage of Stone aggregate below 40 mm nominal size | cum | 0.85 | 103.77 | 88.20
190 | 0982 | Coarse sand (zone III) | cum | 0.425 | 1350.00 | 573.75
190 | 2203 | Carriage of Coarse sand | cum | 0.425 | 103.77 | 44.10
190 | 0367 | Portland Cement (0.2833 cum) | tonne | 0.40 | 4940.00 | 1976.00
190 | 2209 | Carriage of Cement | tonne | 0.40 | 92.24 | 36.90
190 |  | LABOUR
190 | 0155 | Mason (average) | day | 0.17 | 709.00 | 120.53
190 | 0114 | Beldar | day | 2.00 | 558.00 | 1116.00
190 | 0101 | Bhisti | day | 0.90 | 617.00 | 555.30
190 | 0002 | Hire charges of Concrete Mixer 0.25 to 0.40 cum with hooper | day | 0.07 | 800.00 | 56.00
190 | 0012 | Vibrator(Needle type 40mm) | day | 0.07 | 370.00 | 25.90
190 | 9999 | Sundries | L.S. | 14.30 | 2.00 | 28.60
190 | TOTAL |  |  |  |  | 5768.78 W
190 | Add 1 % Water charges on "W" |  |  |  |  | 57.69
190 | TOTAL |  |  |  |  | 5826.47 | X
190 |  | Add GST on "X" (multiplying factor
190 |  | 0.1405) 818.62
190 | TOTAL |  |  |  |  | 6645.09 | Y
190 | Add 15% CPOH on "Y" |  |  |  |  | 996.76
190 | TOTAL |  |  |  |  | 7641.85 | Z
190 | Add Cess @ 1% on "Z" |  |  |  |  | 76.42
190 | Cost of 1 cum. |  |  |  |  | 7718.27
190 | Say |  |  |  |  | 7718.25
190 | 5.1.3 | 1:2:4 (1 cement : 2 coarse sand : 4 graded stone aggregate 20 mm nominal size) Details of cost for 1 cum MATERIAL
190 | 0295 | Stone Aggregate (Single size) : 20 mm nominal size | cum | 0.67 | 1350.00 | 904.50
190 | 0297 | Stone Aggregate (Single size) : 10 mm nominal size | cum | 0.22 | 1350.00 | 297.00
190 | 2202 | Carriage of Stone aggregate below 40 mm nominal size | cum | 0.89 | 103.77 | 92.36
190 | 0982 | Coarse sand (zone III) | cum | 0.445 | 1350.00 | 600.75
190 | 2203 | Carriage of Coarse sand | cum | 0.445 | 103.77 | 46.18
190 | 0367 | Portland Cement (0.2225 cum) | tonne | 0.32 | 4940.00 | 1580.80
190 | 2209 | Carriage of Cement | tonne | 0.32 | 92.24 | 29.52
191 |  | LABOUR
191 | 0155 | Mason (average) | day | 0.17 | 709.00 | 120.53
191 | 0114 | Beldar | day | 2.00 | 558.00 | 1116.00
191 | 0101 | Bhisti | day | 0.90 | 617.00 | 555.30
191 | 0002 | Hire charges of Concrete Mixer 0.25 to 0.40 cum with hooper | day | 0.07 | 800.00 | 56.00
191 | 0012 | Vibrator(Needle type 40mm) | day | 0.07 | 370.00 | 25.90
191 | 9999 | Sundries | L.S. | 14.30 | 2.00 | 28.60
191 | TOTAL |  |  |  |  | 5453.43 W
191 | Add 1 % Water charges on "W" |  |  |  |  | 54.53
191 | TOTAL |  |  |  |  | 5507.96 | X
191 |  | Add GST on "X" (multiplying factor
191 |  | 0.1405) 773.87
191 | TOTAL |  |  |  |  | 6281.83 | Y
191 | Add 15% CPOH on "Y" |  |  |  |  | 942.27
191 | TOTAL |  |  |  |  | 7224.11 | Z
191 | Add Cess @ 1% on "Z" |  |  |  |  | 72.24
191 | Cost of 1 cum. |  |  |  |  | 7296.35
191 | Say |  |  |  |  | 7296.35
191 | 5.2 | Reinforced cement concrete work in walls (any thickness), including attached pilasters, buttresses, plinth and string courses, fillets, columns, pillars, piers, abutments, posts and struts etc. above plinth level up to floor five level, excluding cost of centering, shuttering, finishing and reinforcement :
191 | 5.2.2 | 1:1.5:3 (1 cement : 1.5 coarse sand(zone-III) : 3 graded stone aggregate 20 mm nominal size) Details of cost for 9.18 cum. MATERIAL
191 | 0295 | Stone Aggregate (Single size) : 20 mm nominal size | cum | 5.2326 | 1350.00 | 7064.01
191 | 0297 | Stone Aggregate (Single size) : 10 mm nominal size | cum | 2.5704 | 1350.00 | 3470.04
191 | 2202 | Carriage of Stone aggregate below 40 mm nominal size | cum | 7.803 | 103.77 | 809.72
191 | 0982 | Coarse sand (zone III) | cum | 3.9015 | 1350.00 | 5267.03
191 | 2203 | Carriage of Coarse sand | cum | 3.9015 | 103.77 | 404.86
191 | 0367 | Portland Cement (0.2833 cum) | tonne | 3.672 | 4940.00 | 18139.68
191 | 2209 | Carriage of Cement | tonne | 3.672 | 92.24 | 338.71
191 |  | LABOUR
191 | 0114 | Beldar | day | 11.29 | 558.00 | 6299.82
191 | 0115 | Coolie | day | 7.53 | 558.00 | 4201.74
191 | 0101 | Bhisti | day | 8.26 | 617.00 | 5096.42
191 | 0123 | Mason (brick layer) 1st class | day | 0.92 | 738.00 | 678.96
191 | 0124 | Mason (brick layer) 2nd class | day | 0.92 | 679.00 | 624.68
191 | 0002 | Hire charges of Concrete Mixer 0.25 to 0.40 cum with hooper | day | 0.64 | 800.00 | 512.00
191 | 0012 | Vibrator(Needle type 40mm) | day | 0.64 | 370.00 | 236.80
191 | 9999 | Sundries | L.S. | 131.82 | 2.00 | 263.64
192 | 9999 | Scaffolding | L.S. | 420.03 | 2.00 | 840.06
192 |  | Extra labour for lifting of material
192 |  | upto floor V level:
192 |  | 0.75x9.18x2.5 = 17.21
192 | 0115 | Coolie | day | 17.21 | 558.00 | 9603.18
192 | TOTAL |  |  |  |  | 63851.34 W
192 | Add 1 % Water charges on "W" |  |  |  |  | 638.51
192 | TOTAL |  |  |  |  | 64489.85 | X
192 |  | Add GST on "X" (multiplying factor
192 |  | 0.1405) 9060.82
192 | TOTAL |  |  |  |  | 73550.67 | Y
192 | Add 15% CPOH on "Y" |  |  |  |  | 11032.60
192 | TOTAL |  |  |  |  | 84583.27 | Z
192 | Add Cess @ 1% on "Z" |  |  |  |  | 845.83
192 |  | Cost for 9.18 cum. 85429.11
192 |  | Cost for 1 cum. 9306.00
192 | Say |  |  |  |  | 9306.00
192 | 5.3 | Reinforced cement concrete work in beams, suspended floors, roofs having slope up to 15° landings, balconies, shelves, chajjas, lintels, bands, plain window sills, staircases and spiral stair cases above plinth level up to floor five level, excluding the cost of centering, shuttering, finishing and reinforcement, with 1:1.5:3 (1 cement : 1.5 coarse sand(zone-III) : 3 graded stone aggregate 20 mm nominal size). Details of cost for 1 cum. MATERIAL
192 | 0295 | Stone Aggregate (Single size) : 20 mm nominal size | cum | 0.57 | 1350.00 | 769.50
192 | 0297 | Stone Aggregate (Single size) : 10 mm nominal size | cum | 0.28 | 1350.00 | 378.00
192 | 2202 | Carriage of Stone aggregate below 40 mm nominal size | cum | 0.85 | 103.77 | 88.20
192 | 0982 | Coarse sand (zone III) | cum | 0.425 | 1350.00 | 573.75
192 | 2203 | Carriage of Coarse sand | cum | 0.425 | 103.77 | 44.10
192 | 0367 | Portland Cement (0.2833 cum) | tonne | 0.40 | 4940.00 | 1976.00
192 | 2209 | Carriage of Cement | tonne | 0.40 | 92.24 | 36.90
192 |  | LABOUR
192 | 0155 | Mason (average) | day | 0.24 | 709.00 | 170.16
192 | 0114 | Beldar | day | 2.75 | 558.00 | 1534.50
192 | 0101 | Bhisti | day | 0.90 | 617.00 | 555.30
192 | 0002 | Hire charges of Concrete Mixer 0.25 to 0.40 cum with hooper | day | 0.08 | 800.00 | 64.00
192 | 0012 | Vibrator(Needle type 40mm) | day | 0.08 | 370.00 | 29.60
192 | 9999 | Sundries | L.S. | 14.30 | 2.00 | 28.60
192 |  | Extra labour for lifting material upto
192 |  | floor V level:
192 |  | Coolie (2.5x0.75=1.88)
193 | 0115 | Coolie | day | 1.88 | 558.00 | 1049.04
193 | TOTAL |  |  |  |  | 7297.65 | W
193 | Add 1 % Water charges on "W" |  |  |  |  | 72.98
193 | TOTAL |  |  |  |  | 7370.63 | X
193 |  | Add GST on "X" (multiplying factor
193 |  | 0.1405) 1035.57
193 | TOTAL |  |  |  |  | 8406.20 | Y
193 | Add 15% CPOH on "Y" |  |  |  |  | 1260.93
193 | TOTAL |  |  |  |  | 9667.13 | Z
193 | Add Cess @ 1% on "Z" |  |  |  |  | 96.67
193 |  | Cost for 1 cum. 9763.80
193 | Say |  |  |  |  | 9763.80
193 | 5.4 | Providing and laying up to floor five level reinforced cement concrete in kerbs, steps and the like excluding the cost of centering, shuttering, finishing and reinforcement with 1:1.5:3 (1 cement : 1.5 coarse sand(zone-III) : 3 graded stone aggregate 20 mm nominal size). Details of cost for 1 cum. MATERIAL
193 | 4.4.1 | Cement concrete 1:1.5:3 (Rate as per item no 4.4.1 of SH:Concrete
193 | work) | cum | 1.00 | 7210.55 | 7210.55 | A
193 |  | LABOUR
193 |  | Extra labour for laying CC in RCC work :
193 | 0114 | Beldar | day | 0.10 | 558.00 | 55.80
193 | 0101 | Bhisti | day | 0.20 | 617.00 | 123.40
193 | 0123 | Mason (brick layer) 1st class | day | 0.04 | 738.00 | 29.52
193 | 0124 | Mason (brick layer) 2nd class | day | 0.04 | 679.00 | 27.16
193 | 0128 | Mate | day | 0.04 | 617.00 | 24.68
193 |  | (Extra labour for lifting material upto
193 |  | floor V level : Coolie = 0.75 x 2.5 =
193 |  | 1.88)
193 | 0115 | Coolie | day | 1.88 | 558.00 | 1049.04
193 | TOTAL |  |  |  |  | 8520.15 | W
193 | Add 1 % Water charges on "W-A" |  |  |  |  | 13.10
193 | TOTAL |  |  |  |  | 8533.25 | X
193 |  | Add GST on "X-A" (multiplying factor
193 |  | 0.1405) 185.84
193 | TOTAL |  |  |  |  | 8719.08 | Y
193 | Add 15% CPOH on "Y-A" |  |  |  |  | 226.28
193 | TOTAL |  |  |  |  | 8945.37 | Z
193 | Add Cess @ 1% on "Z-A" |  |  |  |  | 17.35
193 | Cost of 1 cum. |  |  |  |  | 8962.71
193 | Say |  |  |  |  | 8962.70
194 | 5.5 | Reinforced cement concrete work in arches, archribs, domes, vaults, shells, folded plate and roofs having slope more than 15° up to floor five level, excluding the cost of centering, shuttering, finishing and reinforcement, with 1:1.5:3 (1 cement : 1.5 coarse sand (zone-III) : 3 graded stone aggregate 20 mm nominal size). Details of cost for 26.73cum for semicircular arch 6m clear span and 9m long and 30cm thick. Cement concrete 1:1.5:3 = 1x0.50x3.14x6.30x9.00x0.30 = 26.73cum MATERIAL
194 | 0295 | Stone Aggregate (Single size) : 20 mm nominal size | cum | 15.236 | 1350.00 | 20568.60
194 | 0297 | Stone Aggregate (Single size) : 10 mm nominal size | cum | 7.484 | 1350.00 | 10103.40
194 | 2202 | Carriage of Stone aggregate below 40 mm nominal size | cum | 22.703 | 103.77 | 2355.89
194 | 0982 | Coarse sand (zone III) | cum | 11.36 | 1350.00 | 15336.00
194 | 2203 | Carriage of Coarse sand | cum | 11.36 | 103.77 | 1178.83
194 | 0367 | Portland Cement (0.2833 cum) | tonne | 10.692 | 4940.00 | 52818.48
194 | 2209 | Carriage of Cement | tonne | 10.692 | 92.24 | 986.23
194 |  | LABOUR
194 | 0155 | Mason (average) | day | 6.42 | 709.00 | 4551.78
194 | 0114 | Beldar | day | 73.51 | 558.00 | 41018.58
194 | 0101 | Bhisti | day | 24.06 | 617.00 | 14845.02
194 | 0002 | Hire charges of Concrete Mixer 0.25 to 0.40 cum with hooper | day | 2.14 | 800.00 | 1712.00
194 | 0012 | Vibrator(Needle type 40mm) | day | 2.14 | 370.00 | 791.80
194 | 9999 | Sundries | L.S. | 401.89 | 2.00 | 803.78
194 |  | Extra for laying CC over curved
194 |  | surfaces
194 | 0123 | Mason (brick layer) 1st class | day | 5.00 | 738.00 | 3690.00
194 | 0124 | Mason (brick layer) 2nd class | day | 5.00 | 679.00 | 3395.00
194 | 0101 | Bhisti | day | 1.50 | 617.00 | 925.50
194 | 0115 | Coolie | day | 4.50 | 558.00 | 2511.00
194 |  | (Extra labour for lifting material upto
194 |  | floor V level :
194 |  | Coolie = 0.75 x 2.5 x 26.73 = 50.12)
194 | 0115 | Coolie | day | 50.12 | 558.00 | 27966.96
194 | TOTAL |  |  |  |  | 205558.85 | W
194 | Add 1 % Water charges on "W" |  |  |  |  | 2055.59
194 | TOTAL |  |  |  |  | 207614.44 | X
194 |  | Add GST on "X" (multiplying factor
194 |  | 0.1405) 29169.83
194 | TOTAL |  |  |  |  | 236784.26 | Y
194 | Add 15% CPOH on "Y" |  |  |  |  | 35517.64
194 | TOTAL |  |  |  |  | 272301.90 | Z
194 | Add Cess @ 1% on "Z" |  |  |  |  | 2723.02
194 |  | Cost for 26.73 cum. 275024.92
194 |  | Cost for 1 cum. 10289.00
194 | Say |  |  |  |  | 10289.00
195 | 5.6 | Reinforced cement concrete work in chimneys, shafts, up to floor five level, excluding the cost of centering, shuttering, finishing and reinforcement with 1:1.5:3 (1 cement : 1.5 coarse sand(zone-III) : 3 graded stone aggregate 20 mm nominal size). Details of cost for 1 cum. MATERIAL RCC 1:1½:3 in chimneys & shafts
195 | 5.2.2 | Rate as per Item No.5.2.2 of SH: REINFORCED CEMENT
195 | CONCRETE | cum | 1.00 | 9306.00 | 9306.00 | A
195 |  | LABOUR
195 |  | Extra labour involved for lifting
195 |  | materials
195 | 0115 | Coolie | day | 0.26 | 558.00 | 145.08
195 | TOTAL |  |  |  |  | 9451.08 W
195 | Add 1 % Water charges on "W-A" |  |  |  |  | 1.45
195 | TOTAL |  |  |  |  | 9452.53 | X
195 |  | Add GST on "X-A" (multiplying factor
195 |  | 0.1405) 20.59
195 | TOTAL |  |  |  |  | 9473.12 | Y
195 | Add 15% CPOH on "Y-A" |  |  |  |  | 25.07
195 | TOTAL |  |  |  |  | 9498.19 | Z
195 | Add Cess @ 1% on "Z-A" |  |  |  |  | 1.92
195 |  | Cost for 1 cum. 9500.11
195 | Say |  |  |  |  | 9500.10
195 | 5.7 | Reinforced cement concrete work in well-steining, excluding the cost of centering, shuttering, finishing and reinforcement with 1:1.5:3 (1 cement : 1.5 coarse sand(zone-III) : 3 graded stone aggregate 20 mm nominal size). Details of cost for 1 cum. MATERIAL RCC 1:1½:3 in well steining
195 | 4.1.2 | Rate as per Item No.4.1.2 of
195 | SH: CONCRETE WORK | cum | 1.00 | 7210.55 | 7210.55 | A
195 |  | LABOUR
195 |  | Extra labour involved :
195 | 0115 | Coolie | day | 0.08 | 558.00 | 44.64
195 | TOTAL |  |  |  |  | 7255.19 W
195 | Add 1 % Water charges on "W-A" |  |  |  |  | 0.45
195 | TOTAL |  |  |  |  | 7255.64 | X
195 |  | Add GST on "X-A" (multiplying factor
195 |  | 0.1405) 6.33
195 | TOTAL |  |  |  |  | 7261.97 | Y
195 | Add 15% CPOH on "Y-A" |  |  |  |  | 7.71
195 | TOTAL |  |  |  |  | 7269.68 | Z
195 | Add Cess @ 1% on "Z-A" |  |  |  |  | 0.59
195 |  | Cost for 1 cum. 7270.28
195 | Say |  |  |  |  | 7270.30
196 | 5.8 | Reinforced cement concrete work in vertical and horizontal fins individually or forming box louvers, facias and eaves boards above plinth level up to floor five level, excluding the cost of centering, shuttering, finishing and reinforcement with 1:1½:3 (1 cement : 1½ coarse sand(zone-III) : 3 graded stone aggregate 20mm nominal size). Details of cost for 4 RCC Vertical fins 4m high and 1m center with 2 horizontal fins, all projecting 60cm from face of wall and 5cm thick = 0.66 cum. Cement Concrete 1:1.5.3 4x4x0.60x0.05 = 0.48 cum. 2x3x0.06x0.05 = 0.18 cum. Total = 0.66 cum. MATERIAL
196 | 0295 | Stone Aggregate (Single size) : 20 mm nominal size | cum | 0.3762 | 1350.00 | 507.87
196 | 0297 | Stone Aggregate (Single size) : 10 mm nominal size | cum | 0.1848 | 1350.00 | 249.48
196 | 2202 | Carriage of Stone aggregate below
196 | . | 40 mm nominal size | cum | 0.561 | 103.77 | 58.21
196 | 0982 | Coarse sand (zone III) | cum | 0.2805 | 1350.00 | 378.68
196 | 2203 | Carriage of Coarse sand | cum | 0.2805 | 103.77 | 29.11
196 | 0367 | Portland Cement (0.2833 cum) | tonne | 0.264 | 4940.00 | 1304.16
196 | 2209 | Carriage of Cement | tonne | 0.264 | 92.24 | 24.35
196 |  | LABOUR
196 | 0114 | Beldar | day | 0.79 | 558.00 | 440.82
196 | 0115 | Coolie | day | 0.56 | 558.00 | 312.48
196 | 0101 | Bhisti | day | 0.60 | 617.00 | 370.20
196 | 0123 | Mason (brick layer) 1st class | day | 0.06 | 738.00 | 44.28
196 | 0124 | Mason (brick layer) 2nd class | day | 0.06 | 679.00 | 40.74
196 | 9999 | Scafolding | L.S. | 30.16 | 2.00 | 60.32
196 | 9999 | Sundries | L.S. | 9.49 | 2.00 | 18.98
196 | 0002 | Hire charges of Concrete Mixer 0.25 to 0.40 cum with hooper | day | 0.05 | 800.00 | 40.00
196 | 0012 | Vibrator(Needle type 40mm) | day | 0.05 | 370.00 | 18.50
196 | 0115 | Coolie | day | 0.18 | 558.00 | 100.44
196 |  | Extra for restricted working in fins
196 | 0123 | Mason (brick layer) 1st class | day | 0.05 | 738.00 | 36.90
196 | 0124 | Mason (brick layer) 2nd class | day | 0.05 | 679.00 | 33.95
196 | 0114 | Beldar | day | 0.10 | 558.00 | 55.80
196 | 0101 | Bhisti | day | 0.15 | 617.00 | 92.55
196 | TOTAL |  |  |  |  | 4217.82 W
196 | Add 1 % Water charges on "W" |  |  |  |  | 42.18
196 | TOTAL |  |  |  |  | 4260.00 | X
196 |  | Add GST on "X" (multiplying factor
196 |  | 0.1405) 598.53
196 | TOTAL |  |  |  |  | 4858.53 | Y
196 | Add 15% CPOH on "Y" |  |  |  |  | 728.78
196 | TOTAL |  |  |  |  | 5587.31 | Z
196 | Add Cess @ 1% on "Z" |  |  |  |  | 55.87
196 |  | Cost for 0.66 cum. 5643.18
196 |  | Cost for 1 cum. 8550.27
196 | Say |  |  |  |  | 8550.25
197 | 5.9 | Centering and shuttering including strutting, propping etc. and removal of form for
197 | 5.9.1 | Foundations, footings, bases of columns, etc. for mass concrete Details of cost for footing size 2.7mx2.7mx1.00m Contact area = 10.8 sqm. MATERIAL Assuming shuttering material will become unserviceable after use of 40 times Adding for maintenance @ 10% of cost Taking salvage value after full use of material @ 25% of cost
197 | 7319 | Wall form panel 1250x500 mm | each | 0.34 | 860.00 | 292.40
197 |  | Qty taken for cost of using once =
197 |  | 16x0.85/40 = 0.34
197 | 7326 | Corner angle 45x45x5 mm 1.50 m long | each | 0.085 | 240.00 | 20.40
197 |  | Qty taken for cost of using once =
197 |  | 4x0.85/40 = 0.085
197 | 7327 | 100 mm channel shoulder 2.5 m long | each | 0.17 | 910.00 | 154.70
197 |  | Qty taken for cost of using once =
197 |  | 8x0.85/40= 0.17
197 | 7328 | Double clip ( bridge clip) | each | 0.34 | 76.00 | 25.84
197 |  | Qty taken for cost of using once =
197 |  | 16x0.85/40 = 0.34
197 | 7329 | Single clip | each | 0.17 | 59.00 | 10.03
197 |  | Qty taken for cost of using once =
197 |  | 8x0.85/40 = 0.17
197 | 7330 | M.S. tube 40 mm dia | metre | 0.2295 | 215.00 | 49.34
197 |  | Qty taken for cost of using once =
197 |  | 10.8x0.85/40 = 0.2295
197 | 9999 | Assembly nuts & bolts | L.S. | 22.10 | 2.00 | 44.20
197 |  | Qty taken for cost using once =
197 |  | 1040x0.85/40 = 22.10
197 | 9977 | Carriage | L.S. | 78.00 | 2.00 | 156.00
197 |  | LABOUR
197 | 0116 | Fitter (grade 1) | day | 0.75 | 738.00 | 553.50
197 | 0114 | Beldar | day | 1.50 | 558.00 | 837.00
197 | 9999 | Shuttering oil | L.S. | 52.00 | 2.00 | 104.00
197 | 9999 | Sundries | L.S. | 26.00 | 2.00 | 52.00
197 | TOTAL |  |  |  |  | 2299.41 W
197 | Add 1 % Water charges on "W" |  |  |  |  | 22.99
197 | TOTAL |  |  |  |  | 2322.41 | X
197 |  | Add GST on "X" (multiplying factor
197 |  | 0.1405) 326.30
197 | TOTAL |  |  |  |  | 2648.70 | Y
197 | Add 15% CPOH on "Y" |  |  |  |  | 397.31
197 | TOTAL |  |  |  |  | 3046.01 | Z
197 | Add Cess @ 1% on "Z" |  |  |  |  | 30.46
197 |  | Cost for 10.8 sqm. 3076.47
197 |  | Cost per sqm. 284.86
197 | Say |  |  |  |  | 284.85
198 | 5.9.2 | Walls (any thickness) including attached pilasters, butteresses, plinth and string courses etc. Details for 7.9m long and 1.00m high wall Area of contact 2x7.9x1.0 = 15.8 sqm. MATERIAL Assuming shuttering material will become unserviceable after use of 40 times Adding for maintenance @ 10% of cost Taking salvage value after full use of material @ 25% of cost
198 | 7319 | Wall form panel 1250x500 mm | each | 0.51 | 860.00 | 438.60
198 |  | 2x3x2x2 = 24Nos.
198 |  | Qty taken for cost of using once =
198 |  | 24x0.85/40 = 0.51
198 | 7327 | 100 mm channel shoulder 2.5 m long | each | 0.17 | 910.00 | 154.70
198 |  | 4x2 = 8
198 |  | Qty taken for cost of using once =
198 |  | 8x0.85/40 = 0.17
198 | 7328 | Double clip ( bridge clip) | each | 0.51 | 76.00 | 38.76
198 |  | 2x6x2 = 24
198 |  | Qty taken for cost of using once =
198 |  | 24x0.85/40 = 0.51
198 | 7329 | Single clip | each | 0.255 | 59.00 | 15.05
198 |  | 2x3x2 = 12
198 |  | Qty taken for cost of using once =
198 |  | 12x0.85/40 = 0.255
198 | 7330 | M.S. tube 40 mm dia | metre | 0.68 | 215.00 | 146.20
198 |  | 2x2x8m = 32m
198 |  | Qty taken for cost of using once =
198 |  | 32x0.85/40 = 0.68
198 | 9999 | Nut & Bolts | L.S. | 27.62 | 2.00 | 55.24
198 |  | Qty taken for cost using once =
198 |  | 1300x0.85/40 = 27.62
198 | 9977 | Carriage | L.S. | 78.00 | 2.00 | 156.00
198 |  | LABOUR
198 | 0116 | Fitter (grade 1) | day | 3.50 | 738.00 | 2583.00
198 | 0114 | Beldar | day | 6.00 | 558.00 | 3348.00
198 | 9999 | Shuttering oil | L.S. | 78.00 | 2.00 | 156.00
198 | 9999 | Sundries | L.S. | 52.00 | 2.00 | 104.00
198 | TOTAL |  |  |  |  | 7195.55 W
198 | Add 1 % Water charges on "W" |  |  |  |  | 71.96
198 | TOTAL |  |  |  |  | 7267.50 | X
198 |  | Add GST on "X" (multiplying factor
198 |  | 0.1405) 1021.08
198 | TOTAL |  |  |  |  | 8288.58 | Y
198 | Add 15% CPOH on "Y" |  |  |  |  | 1243.29
198 | TOTAL |  |  |  |  | 9531.87 | Z
198 | Add Cess @ 1% on "Z" |  |  |  |  | 95.32
198 |  | Cost for 15.8 sqm. 9627.19
198 |  | Cost per sqm. 609.32
198 | Say |  |  |  |  | 609.30
199 | 5.9.3 | Suspended floors, roofs, landings, balconies and access platform Detail of cost for a room 4.50x3 = 13.50 sqm, height 3.5 m MATERIAL Adding for maintenance @ 10% of cost Taking salvage value after full use of material @ 25% of cost 1. Plates (size 0.75 x 0.60) Angle 40x40x5mm 2x0.75 = 1.50 m 2x0.60 = 1.20 m = 2.70 m @ 3.00 kg/m = 8.1 kg sheet 1.6 mm thick 0.75x0.60 = 0.45 sqm 0.45 sqm @ 12.55kg/sqm = 5.65kg Weight of one plate = 13.75kg Add for wastage @ 5% = 0.69 kg Total = 14.44kg Total weight of all plates = 5x6x14.44 = 433.2 kg. Qty taken for cost using once = 433.2x0.85/40 = 9.2055 kg
199 | 10.1 | Rate as per item no.10.1
199 | S.H. steel work | kg | 9.2055 | 86.05 | 792.13 | A
199 | 7342 | Adjustable span ESO+SI (2.35-3.40) | each | 0.1063 | 1480.00 | 157.32
199 |  | Qty taken for cost using once =
199 |  | 5x0.85/40 = 0.1063
199 | 7343 | Adjustable telescopic prop 3 m (2.02-3.75 m) | each | 0.1275 | 955.00 | 121.76
199 |  | Qty taken for cost using once =
199 |  | 6x0.85/40 = 0.1275
199 | 9999 | 4. Assembly nut & bolts etc. | L.S. | 22.10 | 2.00 | 44.20
199 |  | Qty taken for cost using once =
199 |  | 1040x0.85/40 = 22.10
199 | 9977 | Carriage | L.S. | 130.00 | 2.00 | 260.00
199 |  | LABOUR
199 | 0116 | Fitter (grade 1) | day | 3.00 | 738.00 | 2214.00
199 | 0114 | Beldar | day | 6.00 | 558.00 | 3348.00
199 | 9999 | Shuttering oil | L.S. | 78.00 | 2.00 | 156.00
199 | 9999 | Sundries, paper tap etc. | L.S. | 49.70 | 2.00 | 99.40
199 | TOTAL |  |  |  |  | 7192.82 W
199 | Add 1 % Water charges on "W-A" |  |  |  |  | 64.01
199 | TOTAL |  |  |  |  | 7256.83 | X
199 |  | Add GST on "X-A" (multiplying
199 |  | factor 0.1405) 908.29
199 | TOTAL |  |  |  |  | 8165.12 | Y
199 | Add 15% CPOH on "Y-A" |  |  |  |  | 1105.95
199 | TOTAL |  |  |  |  | 9271.06 | Z
199 | Add Cess @ 1% on "Z-A" |  |  |  |  | 84.79
199 |  | Cost for 13.50 sqm. 9355.85
199 |  | Cost per sqm. 693.03
199 | Say |  |  |  |  | 693.05
200 | 5.9.4 | Shelves (Cast in situ) Detail of cost for a room 4.50x3 = 13.50 sqm, height 3.5 m MATERIAL Adding for maintenance @ 10% of cost Taking salvage value after full use of material @ 25% of cost 1. Plates (size 0.75 x 0.60) Angle 40x40x5mm 2x0.75 = 1.50 m 2x0.60 = 1.20 m = 2.70 m @ 3.00 kg/m = 8.1 kg sheet 1.6 mm thick 0.75x0.60 = 0.45 sqm 0.45 sqm @ 12.55kg/sqm = 5.65kg Weight of one plate = 13.75kg Add for wastage @ 5% = 0.69 kg Total = 14.44kg Total weight of all plates = 5x6x14.44 = 433.2 kg. Qty taken for cost using once = 433.2x0.85/40 = 9.2055 kg
200 | 10.1 | Rate as per item no.10.1
200 | S.H. steel work | kg | 9.2055 | 86.05 | 792.13 | A
200 | 7342 | Adjustable span ESO+SI (2.35-3.40) | each | 0.1063 | 1480.00 | 157.32
200 |  | Qty taken for cost using once =
200 |  | 5x0.85/40 = 0.1063
200 | 7343 | Adjustable telescopic prop 3 m (2.02-3.75 m) | each | 0.1275 | 955.00 | 121.76
200 |  | Qty taken for cost using once =
200 |  | 6x0.85/40 = 0.1275
200 | 9999 | 4. Assembly nut & bolts etc. | L.S. | 22.10 | 2.00 | 44.20
200 |  | Qty taken for cost using once =
200 |  | 1040x0.85/40 = 22.10
200 | 9977 | Carriage | L.S. | 130.00 | 2.00 | 260.00
200 |  | LABOUR
200 | 0116 | Fitter (grade 1) | day | 3.00 | 738.00 | 2214.00
200 | 0114 | Beldar | day | 6.00 | 558.00 | 3348.00
200 | 9999 | Shuttering oil | L.S. | 78.00 | 2.00 | 156.00
200 | 9999 | Sundries, paper tap etc. | L.S. | 49.70 | 2.00 | 99.40
200 | TOTAL |  |  |  |  | 7192.82 W
200 | Add 1 % Water charges on "W-A" |  |  |  |  | 64.01
200 | TOTAL |  |  |  |  | 7256.83 | X
200 |  | Add GST on "X-A" (multiplying
200 |  | factor 0.1405) 908.29
200 | TOTAL |  |  |  |  | 8165.12 | Y
200 | Add 15% CPOH on "Y-A" |  |  |  |  | 1105.95
200 | TOTAL |  |  |  |  | 9271.06 | Z
200 | Add Cess @ 1% on "Z-A" |  |  |  |  | 84.79
200 |  | Cost for 13.50 sqm. 9355.85
200 |  | Cost per sqm. 693.03
200 | Say |  |  |  |  | 693.05
201 | 5.9.5 | Lintels, beams, plinth beams, girders, bressumers and cantilevers Consider a beam of 6 m clear span, 0.50 m deep 0.30 m wide and height 3.5 m from floor Cubical contents 6.60x0.5x0.3 = 0.99 cum 1x1.30x6.00 = 7.80 sqm MATERIAL Assuming shuttering will become unserviceable after use of 40 times Add maintenance charges @ 10% of cost of material Less salvage value of material after full use @ 25% of cost of material 1. Steel plates for side and bottom (plate size 1.20 x 0.50m) Angle 40x40x5mm 2x1.20 = 2.40 m 3x0.50 = 1.50 m 3.90 m @ 3.00 kg/m = 11.70 kg sheet 1.6 mm thick 1.20m x 0.50 m = 0.60 sqm. 0.60 sqm @ 12.55 kg/sqm. = 7.53 kg. Weight of one plate = 19.23 kg. Add for wastage @ 5% = 0.96 kg. Total = 20.19 kg. Total weight of all plates 3x5x20.19 = 302.85 kg or 3.03 q Qty taken for cost of using once = 302.85x0.85/40 = 6.4356 kg.
201 | 10.1 | Rate as per item no.10.1
201 | S.H. steel work | kg | 6.4356 | 86.05 | 553.78 | A
201 | 7343 | Adjustable telescopic prop 3 m (2.02-3.75 m) | each | 0.1275 | 955.00 | 121.76
201 |  | Qty taken for cost of using once =
201 |  | 6x0.85/40 = 0.1275 m
201 | 7344 | Beam clamp 300-380 mm (450-1070 mm) | each set | 0.1063 | 355.00 | 37.74
201 |  | Qty taken for cost of using once =
201 |  | 5x0.85/40 = 0.1063 m
201 | 9999 | (iv) Assembly nut & bolts etc. | L.S. | 22.10 | 2.00 | 44.20
201 |  | Qty taken for cost of using once =
201 |  | 1040x0.85/40 = 22.10
201 | 9977 | Carriage | L.S. | 78.00 | 2.00 | 156.00
201 |  | LABOUR
201 | 0116 | Fitter (grade 1) | day | 1.25 | 738.00 | 922.50
201 | 0114 | Beldar | day | 2.50 | 558.00 | 1395.00
201 | 9999 | Shuttering oil | L.S. | 39.00 | 2.00 | 78.00
202 | 9999 | Sundries, paper tape etc. | L.S. | 24.61 | 2.00 | 49.22
202 | TOTAL |  |  |  |  | 3358.20 W
202 | Add 1 % Water charges on "W-A" |  |  |  |  | 28.04
202 | TOTAL |  |  |  |  | 3386.25 | X
202 |  | Add GST on "X-A" (multiplying factor
202 |  | 0.1405) 397.96
202 | TOTAL |  |  |  |  | 3784.21 | Y
202 | Add 15% CPOH on "Y-A" |  |  |  |  | 484.56
202 | TOTAL |  |  |  |  | 4268.77 | Z
202 | Add Cess @ 1% on "Z-A" |  |  |  |  | 37.15
202 |  | Cost for 7.80 sqm. 4305.92
202 |  | Cost per sqm. 552.04
202 | Say |  |  |  |  | 552.05
202 | 5.9.6 | Columns, Pillars, Piers, Abutments, Posts and Struts Detail of cost for 4.5 sqm Size of column 450x450mm and 2.5m high Area of contact = 4x0.45x2.5 = 4.5 sqm. MATERIAL Assuming shuttering will become unserviceable after use of 40 times Add maintenance charges @ 10% of cost of material Less salvage value of material after full use @ 25% of cost of material
202 | 7331 | Wall form panel 1250x450 mm | each | 0.17 | 860.00 | 146.20
202 |  | Qty taken for cost of using once =
202 |  | 8x0.85/40 = 0.17
202 | 7332 | Corner angle 45x45x5 m 2.50 m long | each | 0.085 | 255.00 | 21.68
202 |  | Qty taken for cost of using once =
202 |  | 4x0.85/40 = 0.085
202 | 7333 | Column clamp 450x1070 m | each | 0.1063 | 965.00 | 102.58
202 |  | Qty taken for cost of using once =
202 |  | 5x0.85/40 = 0.1063
202 | 7334 | Prop 2 m ( 2-3.5m) | each | 0.085 | 635.00 | 53.98
202 |  | Qty taken for cost of using once =
202 |  | 4x0.85/40 = 0.085
202 | 9999 | Assembly nut & bolt | L.S. | 27.62 | 2.00 | 55.24
202 |  | Qty taken for cost of using once =
202 |  | 1300x0.85/40 = 27.62
202 | 9977 | Carriage | L.S. | 52.00 | 2.00 | 104.00
202 |  | LABOUR
202 | 0116 | Fitter (grade 1) | day | 1.00 | 738.00 | 738.00
202 | 0114 | Beldar | day | 2.00 | 558.00 | 1116.00
202 | 9999 | Shuttering oil | L.S. | 39.00 | 2.00 | 78.00
203 | 9977 | Carriage | L.S. | 26.00 | 2.00 | 52.00
203 | TOTAL |  |  |  |  | 2467.67 | W
203 | Add 1 % Water charges on "W" |  |  |  |  | 24.68
203 | TOTAL |  |  |  |  | 2492.35 | X
203 |  | Add GST on "X" (multiplying factor
203 |  | 0.1405) 350.17
203 | TOTAL |  |  |  |  | 2842.52 | Y
203 | Add 15% CPOH on "Y" |  |  |  |  | 426.38
203 | TOTAL |  |  |  |  | 3268.90 | Z
203 | Add Cess @ 1% on "Z" |  |  |  |  | 32.69
203 |  | Cost for 4.5 sqm. 3301.59
203 |  | Cost per sqm. 733.69
203 | Say |  |  |  |  | 733.70
203 | 5.9.7 | Stairs, (excluding landings) except spiral-staircases Details of cost for 5.79 sqm. Details of staircase, 3.40m clear span including 1m landing. MATERIAL (i) Cost of plank 38mm (2nd class kail wood) Waist 2.69x1.30 = 3.50sqm. Side shuttering of steps and side of waist-Steps 8x1.30x0.15 = 1.56 sqm. Face of landing 1x1.30x0.15 = 0.20 sqm. Side of waist 2.69x0.13 = 0.35 sqm. Side of steps- 8x0.50x0.30x0.15 = 0.18sqm. Total = 5.79 sqm. Wastage 5% = 0.29sqm. Total = 6.08 sq. Cubical content- 6.08x0.038 = 0.231 cum = 231 dm³ Qty taken for cost using once = 231/8= 28.875 cudm
203 | 1198 | Second class kail wood in planks | 10 cudm | 2.8875 | 260.00 | 750.75
203 |  | (ii) Batten 100mm x 75mm
203 |  | 4x1.30x0.100x0.075=0.039 cum =
203 |  | 39 dm³
203 |  | Qty taken for cost using once =
203 |  | 39/8 = 4.875 cudm
203 | 1197 | Second class kail wood in scantling | 10 cudm | 0.4875 | 260.00 | 126.75
203 |  | 2x4x0.80 = 6.40m
203 |  | Qty taken for cost using once =
203 |  | 6.4/8 = 0.8 m
204 | 0302 | Safeda ballies 125 mm diameter | metre | 0.80 | 40.00 | 32.00
204 |  | Planks = 0.231 cum.
204 |  | Battens = 0.039 cum.
204 |  | Ballies 6.4x3.142/4x(0.125)² =
204 |  | 0.079cum.
204 |  | Total = 0.349 cum.
204 |  | Qty taken for cost using once =
204 |  | 0.349/8 = 0.04363 cum
204 | 2204 | Carriage of Timber | cum | 0.04363 | 118.59 | 5.17
204 |  | LABOUR
204 |  | For assembling, erection, dismantling
204 |  | and cleaning
204 | 0112 | Carpenter 2nd class | day | 1.75 | 679.00 | 1188.25
204 | 0114 | Beldar | day | 1.00 | 558.00 | 558.00
204 | 9999 | Sundries | L.S. | 16.12 | 2.00 | 32.24
204 | TOTAL |  |  |  |  | 2693.16 W
204 | Add 1 % Water charges on "W" |  |  |  |  | 26.93
204 | TOTAL |  |  |  |  | 2720.10 | X
204 |  | Add GST on "X" (multiplying factor
204 |  | 0.1405) 382.17
204 | TOTAL |  |  |  |  | 3102.27 | Y
204 | Add 15% CPOH on "Y" |  |  |  |  | 465.34
204 | TOTAL |  |  |  |  | 3567.61 | Z
204 | Add Cess @ 1% on "Z" |  |  |  |  | 35.68
204 | Cost of 5.79 sqm. |  |  |  |  | 3603.29
204 |  | Cost per sqm. 622.33
204 | Say |  |  |  |  | 622.35
204 | 5.9.8 | Spiral staircases (including landing) Detail of cost for 6.28 sqm (For 10 steps) Treads 10x0.70x0.20(av.) = 1.40 sqm
204 | 5.9.5 | Rate as per Item Number 5.9.5 of
204 | SH: | RCC | sqm | 1.40 | 552.05 | 772.87 | A
204 |  | Riser
204 |  | 2x10x0.70x0.23 = 3.22 sqm
204 | 5.9.2 | Rate as per item no 5.9.2 of SH : RCC | sqm | 3.22 | 609.30 | 1961.95 | A
204 |  | Newal Post (Column)
204 |  | 10x0.23x3.14x0.23 = 1.66 sqm
204 | 5.9.7 | Rate as per item no 5.9.7 of SH: RCC | sqm | 1.66 | 622.35 | 1033.10 | A
204 | Cost of 6.28 sqm |  |  |  |  | 3767.92
204 | Cost of 1 sqm |  |  |  |  | 599.99
204 | Say |  |  |  |  | 600.00
205 | 5.9.9 | Arches, domes, vaults up to 6 m span Details of cost for a semicircular arch 3.6m clear span and 3.6m long. Area of centering = 22/7x1.8x3.6= 20.37sqm. MATERIAL Frame work in 2nd class kail wood Tie-1x3.6x0.15x0.20 = 0.108cum. Struts-3x1.8x0.10x0.10 =0.054cum Struts-2x2.55x0.10x0.10=0.051cum. Ribs-4x1.38x.075x0.075=0.031cum. Total = 0.244 cum. Quantity for 7 such frames 7x0.244 = 1.708cum. Strips 5cmx2.5cm = 7.5cm center to center 5.66/0.075x0.05x0.025x3.6 = 0.342cum. Total= 2.050 cum = 2050 cudm Qty taken for cost using once = 2050/8 = 256.25 cudm
205 | 1197 | Second class kail wood in scantling | 10 cudm | 25.625 | 260.00 | 6662.50
205 |  | Safeda ballies 125 mm dia
205 |  | 7x4x3.6= 100.8m
205 | 0302 | Safeda ballies 125 mm diameter | metre | 12.60 | 40.00 | 504.00
205 |  | G.I. Plain sheet 20.37 sqm m 116kg.
205 |  | Or 1.16 quintal
205 |  | Qty taken for cost using once =
205 |  | 1.16/8 = 0.145 qtl
205 | 0992 | Galvanised steel plain sheets | quintal | 0.145 | 5000.00 | 725.00
205 |  | Carriage-
205 |  | Kail wood = 2.05cum.
205 |  | Ballies - 100.8x(0.125)²/4x3.142 =
205 |  | 1.24cum.
205 |  | Total = 3.29 cum.
205 |  | Qty taken for cost using once =
205 |  | 3.29/8 = 0.4112 cum
205 | 2204 | Carriage of Timber | cum | 0.4112 | 118.59 | 48.76
205 |  | G.I. Sheet = 0.116 t
205 |  | Qty taken for cost using once =
205 |  | 0.116/8 = 0.0145 t
205 | 2302 | Carriage of G.I.sheet and accessories | tonne | 0.0145 | 92.24 | 1.34
205 |  | LABOUR
205 | 0112 | Carpenter 2nd class | day | 16.00 | 679.00 | 10864.00
205 | 0114 | Beldar | day | 13.00 | 558.00 | 7254.00
205 | 9999 | Sundries | L.S. | 11.70 | 2.00 | 23.40
205 | TOTAL |  |  |  |  | 26083.00 | W
205 | Add 1 % Water charges on "W" |  |  |  |  | 260.83
205 | TOTAL |  |  |  |  | 26343.83 | X
205 |  | Add GST on "X" (multiplying factor
205 |  | 0.1405) 3701.31
205 | TOTAL |  |  |  |  | 30045.14 | Y
205 | Add 15% CPOH on "Y" |  |  |  |  | 4506.77
205 | TOTAL |  |  |  |  | 34551.91 | Z
205 | Add Cess @ 1% on "Z" |  |  |  |  | 345.52
205 | Cost of 20.37sqm. |  |  |  |  | 34897.43
205 |  | Cost per sqm. 1713.18
205 | Say |  |  |  |  | 1713.20
206 | 5.9.10 | Extra for arches, domes, vaults exceeding 6 m span Details of cost for 33.31 sqm Centering and shuttering for arches and carved surface exceeding 6m in span (an average of 8m) Radius R = 5m 2R-2 = 8 tan -¹ (4/3)=53.28° 2x53.28° = 106° Surface area =2x22/7x5x3.6x106/ 360 =33.31sqm. Arc=9.25m MATERIAL Tie-2x8x0.18x0.05 =0.144cum Struts-2x2.5x0.1x0.1 =0.050cum. Struts-2x1.77x0.1x0.1=0.035cum. Ribs-6x1.54x0.23x0.1=0.213cum. Struts-2x1.72x0.1x0.1=0.034cum. Total=0.476cum. For four such frames =0.476x4 = 1.904 cum. laggings-75x3.6x0.125x0.075= 2.531cum. Tie-2x3.6x0.225x0.038=0.062cum. Brace-3x2x2.14x0.225x0.038=0.110 Brace-3x4x3.8x0.225x0.038=0.390 Sleepers-4x3.6x0.20x0.15=0.432 Sleepers-2x4x3.6x0.175x0.075=0.378 Vertical post-4x4x3.6x0.15x0.15=1.296 Total =7.103cum. or 7103 cudm Qty taken 1/8th of qty for cost using once =7.103/8 = cum = 887.9 Cudm
206 | 1197 | Second class kail wood in scantling | 10 cudm | 88.79 | 260.00 | 23085.40
206 | 2204 | Carriage of Timber | cum | 0.8879 | 118.59 | 105.30
206 |  | Fittings:
206 |  | 3 way straps 50mmx10mm = 32 Nos.
206 |  | 32 no. @0.50cm each = 16m
206 |  | Straps-50mmx10mm = 8 Nos. @
206 |  | 0.25cm each = 2m
206 |  | Total = 18m
206 |  | 18m, wt @ 3.9kg/m = 70.2 kg. =
206 |  | 0.702q
206 |  | Qty taken l/8th of qty for cost using
206 |  | once = 0.702/8 = 0.08775
206 | 1225 | Mild steel flat strap fitting | quintal | 0.0878 | 4120.00 | 361.74
206 |  | Bolts 160 Nos. 254 mm long 16mm dia.-
206 |  | 160x.254x 1.58=64.21 kg=0.64q.
206 |  | Qty taken l/8th of qty for cost using
206 |  | once =0.64/8 = 0.08
206 | 1034 | Bolts and nuts upto 300 mm in length | quintal | 0.08 | 4800.00 | 384.00
206 | 2302 | Carriage of G.I.sheet and accessories | tonne | 0.0168 | 92.24 | 1.55
206 |  | Qty taken 1/8th of qty for cost using
206 |  | once = 0.1342/8 = 0.01677 t say
206 |  | 0.0168 t
207 |  | LABOUR
207 | 0112 | Carpenter 2nd class | day | 28.00 | 679.00 | 19012.00
207 | 0114 | Beldar | day | 24.00 | 558.00 | 13392.00
207 | 9999 | Sundries | L.S. | 134.55 | 2.00 | 269.10
207 |  | Less Cost of shuttering etc. for an
207 |  | arch exceeding 6 m span i.e. for an
207 |  | average of 8 m span
207 | 5.9.9 | Rate as per item no 5.9.9 of
207 | SH : RCC | sqm | -33.31 | 1713.20 | -57066.69 | A
207 | TOTAL |  |  |  |  | -455.61 W
207 | Add 1 % Water charges on "W-A" |  |  |  |  | 566.11
207 | TOTAL |  |  |  |  | 110.50 | X
207 |  | Add GST on "X-A" (multiplying factor
207 |  | 0.1405) 8033.40
207 | TOTAL |  |  |  |  | 8143.90 | Y
207 | Add 15% CPOH on "Y-A" |  |  |  |  | 9781.59
207 | TOTAL |  |  |  |  | 17925.48 | Z
207 | Add Cess @ 1% on "Z-A" |  |  |  |  | 749.92
207 | Cost of 33.31sqm. |  |  |  |  | 18675.41
207 |  | Cost per sqm of soffit area 560.65
207 | Say |  |  |  |  | 560.65
207 | 5.9.11 | Chimneys and shafts Details for 7.9m long and 1.00m high wall Area of contact 2x7.9x1.0 = 15.8 sqm. MATERIAL Adding for maintenance @ 10% of cost Taking salvage value after full use of material @ 25% of cost
207 | 7319 | Wall form panel 1250x500 mm | each | 0.51 | 860.00 | 438.60
207 |  | 2x3x2x2 = 24 Nos. Qty taken for cost of
207 |  | using once = 24x0.85/40 = 0.51
207 | 7327 | 100 mm channel shoulder 2.5 m long | each | 0.17 | 910.00 | 154.70
207 |  | 4x2 = 8
207 |  | Qty taken for cost of using once =
207 |  | 8x0.85/40 = 0.17
207 | 7328 | Double clip ( bridge clip) | each | 0.51 | 76.00 | 38.76
207 |  | 2x6x2 = 24
207 |  | Qty taken for cost of using once =
207 |  | 24x0.85/40 = 0.51
207 | 7329 | Single clip | each | 0.255 | 59.00 | 15.05
207 |  | 2x3x2 = 12
207 |  | Qty taken for cost of using once =
207 |  | 12x0.85/40 = 0.255
207 | 7330 | M.S. tube 40 mm dia | metre | 0.68 | 215.00 | 146.20
207 |  | 2x2x8m = 32m
207 |  | Qty taken for cost of using once =
207 |  | 32x0.85/40 = 0.68
207 | 9999 | Nut & Bolts | L.S. | 27.63 | 2.00 | 55.26
207 |  | Qty taken for cost of using once =
207 |  | 1300x0.85/40 = 27.63
208 | 9977 | Carriage | L.S. | 78.00 | 2.00 | 156.00
208 |  | LABOUR
208 | 0116 | Fitter (grade 1) | day | 3.50 | 738.00 | 2583.00
208 | 0114 | Beldar | day | 6.00 | 558.00 | 3348.00
208 | 9999 | Shuttering oil | L.S. | 78.00 | 2.00 | 156.00
208 | 9999 | Sundries | L.S. | 52.00 | 2.00 | 104.00
208 | TOTAL |  |  |  |  | 7195.57 W
208 | Add 1 % Water charges on "W" |  |  |  |  | 71.96
208 | TOTAL |  |  |  |  | 7267.52 | X
208 |  | Add GST on "X" (multiplying factor
208 |  | 0.1405) 1021.09
208 | TOTAL |  |  |  |  | 8288.61 | Y
208 | Add 15% CPOH on "Y" |  |  |  |  | 1243.29
208 | TOTAL |  |  |  |  | 9531.90 | Z
208 | Add Cess @ 1% on "Z" |  |  |  |  | 95.32
208 |  | Cost for 15.8 sqm. 9627.22
208 |  | Cost per sqm. 609.32
208 | Say |  |  |  |  | 609.30
208 | 5.9.12 | Well steining Details of cost 26.39 sqm. Surface area Outside area = 26.39 sqm MATERIAL Assuming that the timber will become unserviceable after being used 8 times Planks 38 mm (Second class kail wood) 26.39x0.038 = 1.00cum. Wastage 20% = 0.20cum. Total = 1.20cum. or 1200 cudm. Qty for cost using once = 1200/8= 150 cudm
208 | 1198 | Second class kail wood in planks | 10 cudm | 15.00 | 260.00 | 3900.00
208 |  | 2nd class kail wood battens
208 |  | Inside = 2x25x0.50x0.075x0.038 =
208 |  | 0.0712cum.
208 |  | Outside = 2x28x0.50x0.075x0.038 =
208 |  | 0.0798cum.
208 |  | Total = 0.1510cum.
208 |  | Wastage 5% = 0.0076 cum.
208 |  | Total = 0.1586 cum = 158.60 cudm
208 |  | Qty for cost using once = 0.1586/8=
208 |  | 0.0198 cudm
208 | 1197 | Second class kail wood in scantling | 10 cudm | 0.00198 | 260.00 | 0.51
208 | 0302 | Safeda ballies 125 mm diameter | metre | 6.625 | 40.00 | 265.00
208 |  | Inside: 25x1.00 = 25.00m
208 |  | Outside: 28x1.00 = 28.00m
208 |  | Total = 53.00m
208 |  | Qty for cost using once = 53/8 =
208 |  | 6.625 m
209 | TOTAL |  |  |  |  | 4165.51
209 |  | Add for carriage, labour for erection
209 |  | and dismentalig etc @ 1/6
209 | (16.667%) of cost of material |  |  |  |  | 694.27
209 | TOTAL |  |  |  |  | 4859.78 W
209 | Add 1 % Water charges on "W" |  |  |  |  | 48.60
209 | TOTAL |  |  |  |  | 4908.38 | X
209 |  | Add GST on "X" (multiplying factor
209 |  | 0.1405) 689.63
209 | TOTAL |  |  |  |  | 5598.01 | Y
209 | Add 15% CPOH on "Y" |  |  |  |  | 839.70
209 | TOTAL |  |  |  |  | 6437.71 | Z
209 | Add Cess @ 1% on "Z" |  |  |  |  | 64.38
209 |  | Cost for 26.39sqm. 6502.08
209 |  | Cost per sqm. 246.38
209 | Say |  |  |  |  | 246.40
209 | 5.9.13 | Vertical and horizontal fins individually or forming box louvers band, facias and eaves boards Details of cost for 23.90 sqm Details of cost for fins 4 vertical fins 4 metre high and at 1 metre centres, with two horizontal fins all projecting 60cm from face of wall and 5 cm thick. i.e. (4x4x1.25) + (2x3x0.65) = 23.90sqm + 5% wastage = 25.10 sqm. MATERIAL
209 | 1198 | Second class kail wood in planks | 10 cudm | 11.925 | 260.00 | 3100.50
209 |  | 38mm thick-
209 |  | 4x4x1.25=20.00
209 |  | 2x3x0.65 =3.90
209 |  | Total = 23.90
209 |  | Wastage @ 5% = 1.20
209 |  | Total = 25.10sqm.
209 |  | 25.10x0.038=.954 cum or 954 cudm
209 |  | Qty for cost using once = 954/8 =
209 |  | 119.25 cudm
209 | 1197 | Second class kail wood in scantling | 10 cudm | 3.3625 | 260.00 | 874.25
209 |  | 4x2x5x0.60x0.075x0.050=0.090
209 |  | 3x2x5x1.00x0.075x0.050=0.112
209 |  | 2x6x0.60x0.075x0.100=0.054 =
209 |  | 0.256 Cum.
209 |  | Wastage @ 5% =0.013 cum
209 |  | Total = 0.269 cum= 269 cudm
209 |  | Qty for cost using once = 269/8 =
209 |  | 33.625 cudm
210 | 0302 | Safeda ballies 125 mm diameter | metre | 12.60 | 40.00 | 504.00
210 |  | 2x2x6x4.00 =96m
210 |  | Wastage @5% = 4.8m
210 |  | Total= 100.8 m
210 |  | Qty for cost using once = 100.8/8 =
210 |  | 12.6 m
210 | 2204 | Carriage of Timber | cum | 0.3076 | 118.59 | 36.48
210 |  | Planks = 0.954
210 |  | Battens = 0.269
210 |  | Bailies 100.8x(0.125)²/4x3.142=
210 |  | 1.238cum.
210 |  | Total = 2.461 cum
210 |  | Qty for cost using once = 2.461/8 =
210 |  | 0.3076 cum
210 |  | LABOUR
210 |  | For assembling, erection, dismantling
210 |  | and cleaning
210 | 0112 | Carpenter 2nd class | day | 11.00 | 679.00 | 7469.00
210 | 0114 | Beldar | day | 11.00 | 558.00 | 6138.00
210 | 9999 | Sundries | L.S. | 80.73 | 2.00 | 161.46
210 | TOTAL |  |  |  |  | 18283.69 | W
210 | Add 1 % Water charges on "W" |  |  |  |  | 182.84
210 | TOTAL |  |  |  |  | 18466.53 | X
210 |  | Add GST on "X" (multiplying factor
210 |  | 0.1405) 2594.55
210 | TOTAL |  |  |  |  | 21061.07 | Y
210 | Add 15% CPOH on "Y" |  |  |  |  | 3159.16
210 | TOTAL |  |  |  |  | 24220.23 | Z
210 | Add Cess @ 1% on "Z" |  |  |  |  | 242.20
210 |  | Cost for 23.90 sqm. 24462.44
210 |  | Cost per sqm. 1023.53
210 | Say |  |  |  |  | 1023.55
210 | 5.9.15 | Small lintels not exceeding 1.5 m clear span, moulding as in cornices, window sills, string courses, bands, copings, bed plates, anchor blocks and the like Details of cost for footing size 2.7mx2.7mx1.00m Contact area = 10.8 sqm. MATERIAL Assuming shuttering material will become unserviceable after use of 40 times Adding for maintenance @ 10% of cost Taking salvage value after full use of material @ 25% of cost
210 | 7319 | Wall form panel 1250x500 mm | each | 0.34 | 860.00 | 292.40
210 |  | Qty taken for cost of using once =
210 |  | 16x0.85/40 = 0.34
210 | 7326 | Corner angle 45x45x5 mm 1.50 m long | each | 0.085 | 240.00 | 20.40
210 |  | Qty taken for cost of using once =
210 |  | 4x0.85/40 = 0.085
211 | 7327 | 100 mm channel shoulder 2.5 m long | each | 0.17 | 910.00 | 154.70
211 |  | Qty taken for cost of using once =
211 |  | 8x0.85/40 = 0.17
211 | 7328 | Double clip ( bridge clip) | each | 0.34 | 76.00 | 25.84
211 |  | Qty taken for cost of using once =
211 |  | 16x0.85/40 = 0.34
211 | 7329 | Single clip | each | 0.17 | 59.00 | 10.03
211 |  | Qty taken for cost of using once =
211 |  | 8x0.85/40 = 0.17
211 | 7330 | M.S. tube 40 mm dia | metre | 0.2295 | 215.00 | 49.34
211 |  | 4x2.7m = 10.8m
211 |  | Qty taken for cost of using once =
211 |  | 10.8x0.85/40 =0.2295
211 | 9999 | Assembly nuts & bolts | L.S. | 22.10 | 2.00 | 44.20
211 |  | Qty taken for cost of using once =
211 |  | 1040x0.85/40 = 22.10
211 | 9977 | Carriage | L.S. | 78.00 | 2.00 | 156.00
211 |  | LABOUR
211 | 0116 | Fitter (grade 1) | day | 0.75 | 738.00 | 553.50
211 | 0114 | Beldar | day | 1.50 | 558.00 | 837.00
211 | 9999 | Shuttering oil | L.S. | 52.00 | 2.00 | 104.00
211 | 9999 | Sundries | L.S. | 26.00 | 2.00 | 52.00
211 | TOTAL |  |  |  |  | 2299.41 W
211 | Add 1 % Water charges on "W" |  |  |  |  | 22.99
211 | TOTAL |  |  |  |  | 2322.41 | X
211 |  | Add GST on "X" (multiplying factor
211 |  | 0.1405) 326.30
211 | TOTAL |  |  |  |  | 2648.70 | Y
211 | Add 15% CPOH on "Y" |  |  |  |  | 397.31
211 | TOTAL |  |  |  |  | 3046.01 | Z
211 | Add Cess @ 1% on "Z" |  |  |  |  | 30.46
211 |  | Cost for 10.8 sqm. 3076.47
211 |  | Cost per sqm. 284.86
211 | Say |  |  |  |  | 284.85
211 | 5.9.16 | Edges of slabs and breaks in floors and walls
211 | 5.9.16.1 | Under 20 cm wide Details of cost for a 3mx3m slab 15cms thick 12m edge Length MATERIAL Assuming that the timber will become unserviceable after being used 8 times.
211 | 1198 | Second class kail wood in planks | 10 cudm | 0.7125 | 260.00 | 185.25
211 |  | (i) Planks 30mm thick (2nd class Kail
211 |  | wood
211 |  | or equivalent local soft wood)
211 |  | 4x3x0.15x0.030=0.054cum
211 |  | Wastage @5% = 0.003 cum.
211 |  | Total = 0.057 cum 57 cudm
211 |  | Qty taken for cost of using once =
211 |  | 57/8 =7.125 cudm
212 | 1197 | Second class kail wood in scantling | 10 cudm | 1.9375 | 260.00 | 503.75
212 |  | (ii) Battens 75mmx100mm (2nd class
212 |  | Kail wood)
212 |  | Horizontal 2x4x0.075x0.1x0.5=0.030
212 |  | Horizontal 2x4x0.075x0.1x1.5=0.090
212 |  | (iii) Vertical battens
212 |  | 16x0.15x0.075x0.030m = 0.0054
212 |  | (iv) Struts
212 |  | 16x0.25x0.075x0.075=0.0225
212 |  | Total = 0.1479
212 |  | Wastage @5% = 0.0074
212 |  | Total = 0.1553 cum = 155 cudm
212 |  | Qty taken for cost ef using once =
212 |  | 155/8 =19.375 cudm
212 | 2204 | Carriage of Timber | cum | 0.0265 | 118.59 | 3.14
212 |  | Planks = 0.057 cum.
212 |  | Battens = 0.155 cum.
212 |  | Total = 0.212 cum.
212 |  | Qty taken for cost of using once =
212 |  | 0.212/8 = 0.0265 cum
212 |  | LABOUR
212 |  | For assembling erection dismantling &
212 |  | cleaning.
212 | 0112 | Carpenter 2nd class | day | 0.81 | 679.00 | 549.99
212 | 0114 | Beldar | day | 0.54 | 558.00 | 301.32
212 | 9999 | Sundries | L.S. | 5.20 | 2.00 | 10.40
212 | TOTAL |  |  |  |  | 1553.85 W
212 | Add 1 % Water charges on "W" |  |  |  |  | 15.54
212 | TOTAL |  |  |  |  | 1569.39 | X
212 |  | Add GST on "X" (multiplying factor
212 |  | 0.1405) 220.50
212 | TOTAL |  |  |  |  | 1789.89 | Y
212 | Add 15% CPOH on "Y" |  |  |  |  | 268.48
212 | TOTAL |  |  |  |  | 2058.37 | Z
212 | Add Cess @ 1% on "Z" |  |  |  |  | 20.58
212 | Cost of 12 metres |  |  |  |  | 2078.96
212 | Cost of one meter |  |  |  |  | 173.25
212 | Say |  |  |  |  | 173.25
212 | 5.9.16.2 | Above 20 cm wide Details of cost for 4mx4xslab 25cms thick 16 metre edge length Shuttering surface area = 16 x 0.25 = 4 sqm MATERIAL
212 | 1198 | Second class kail wood in planks | 10 cudm | 2.00 | 260.00 | 520.00
212 |  | (i) Planks 38mm thick
212 |  | 4x4x0.25x0.038 = 0.152
212 |  | Wastage @ 5% = 0.008
212 |  | Total = 0.160 cum. = 160 cudm
212 |  | Qty taken for cost of using once =
212 |  | 160/8 = 20 cudm
213 | 1197 | Second class kail wood in scantling | 10 cudm | 2.188 | 260.00 | 568.88
213 |  | (ii) Battens
213 |  | 6x2x0.6x0.075x0.100=0.054
213 |  | 5x2x1.5x0.075x0.100=0.113
213 |  | Total = 0.167
213 |  | Wastage @ 5% = 0.008
213 |  | Total= 0.175 cum. = 175 cudm
213 |  | Qty taken for cost of using once =
213 |  | 175/8 = 21.88 cudm
213 | 2204 | Carriage of Timber | cum | 0.0419 | 118.59 | 4.97
213 |  | Planks = 0.16 cum.
213 |  | Battens = 0.175 cum.
213 |  | Total = 0.335 cum.
213 |  | Qty taken for cost of using once =
213 |  | 0.335/8 = 0.0419 cum
213 |  | LABOUR
213 |  | For assembling erection dismantling &
213 |  | cleaning.
213 | 0112 | Carpenter 2nd class | day | 1.00 | 679.00 | 679.00
213 | 0114 | Beldar | day | 0.75 | 558.00 | 418.50
213 | 9999 | Sundries | L.S. | 6.50 | 2.00 | 13.00
213 | TOTAL |  |  |  |  | 2204.35 W
213 | Add 1 % Water charges on "W" |  |  |  |  | 22.04
213 | TOTAL |  |  |  |  | 2226.39 | X
213 |  | Add GST on "X" (multiplying factor
213 |  | 0.1405) 312.81
213 | TOTAL |  |  |  |  | 2539.20 | Y
213 | Add 15% CPOH on "Y" |  |  |  |  | 380.88
213 | TOTAL |  |  |  |  | 2920.08 | Z
213 | Add Cess @ 1% on "Z" |  |  |  |  | 29.20
213 | Cost of 4 sqm. |  |  |  |  | 2949.28
213 | Cost of 1 sqm. |  |  |  |  | 737.32
213 | Say |  |  |  |  | 737.30
213 | 5.9.17 | Cornices and mouldings Details of cost for 10m long moulding 10cm projection, 20cm depth and 40cm girth Area in contact 10x0.4 = 4.0 sqm. MATERIAL Assuming that the timber will become unserviceable after being used 8 times.
213 | 1198 | Second class kail wood in planks | 10 cudm | 2.275 | 260.00 | 591.50
213 |  | (I) Planking 30mm thick = 4sqm.
213 |  | Extra & Wastage 20% = 0.8 sqm.
213 |  | Total = 4.8 sqm.
213 |  | 4.8x0.038 = 0.182 cum = 182 cudm
213 |  | Qty taken for cost using once =
213 |  | 182/8 = 22.75 cudm
214 | 1197 | Second class kail wood in scantling | 10 cudm | 2.725 | 260.00 | 708.50
214 |  | (ii) Battens-Joining to Planking
214 |  | 1x10x0.1x0.075 = 0.075 cum.
214 |  | From bottom shuttering
214 |  | 10x1.5x0.1x0.075 = 0.113 cum.
214 |  | Wales
214 |  | 10x0.4mx0.1x0.075 = 0.030 cum.
214 |  | Total = 0.218 cum = 218 cudm
214 |  | Qty taken for cost using once =
214 |  | 218/8 = 27.25 cudm
214 | 2447 | Hollock ballies 125 mm diameter | metre | 3.15 | 35.00 | 110.25
214 |  | (iii) Ballies 125 mm dia.
214 |  | Slant 10x0.3 = 3 m
214 |  | ver. 6x3.5 = 21.0 m
214 |  | Total= 24.0 m
214 |  | Wastage @ 5% = 1.2 m
214 |  | Total= 25.2 m
214 |  | Qty taken for cost using once =
214 |  | 25.2/8 = 3.15m
214 | 2204 | Carriage of Timber | cum | 0.0888 | 118.59 | 10.53
214 |  | Planking = 0.188 cum.
214 |  | Battens & Wales = 0.218 cum.
214 |  | Ballies
214 |  | 25.2x22/7x(0.125)2/4 = 0.310 cum.
214 |  | Total = 0.710 cum.
214 |  | Qty taken for cost using once =
214 |  | 0.71/8= 0.0888 cum
214 |  | LABOUR
214 |  | Labour for assembling, erection,
214 |  | dismantling & cleaning
214 | 0112 | Carpenter 2nd class | day | 0.63 | 679.00 | 427.77
214 | 0114 | Beldar | day | 0.63 | 558.00 | 351.54
214 | 9999 | Sundries | L.S. | 6.50 | 2.00 | 13.00
214 | TOTAL |  |  |  |  | 2213.09 W
214 | Add 1 % Water charges on "W" |  |  |  |  | 22.13
214 | TOTAL |  |  |  |  | 2235.22 | X
214 |  | Add GST on "X" (multiplying factor
214 |  | 0.1405) 314.05
214 | TOTAL |  |  |  |  | 2549.27 | Y
214 | Add 15% CPOH on "Y" |  |  |  |  | 382.39
214 | TOTAL |  |  |  |  | 2931.66 | Z
214 | Add Cess @ 1% on "Z" |  |  |  |  | 29.32
214 | Cost of 4 sqm. |  |  |  |  | 2960.98
214 | Cost of 1 sqm. |  |  |  |  | 740.24
214 | Say |  |  |  |  | 740.25
214 | 5.9.18 | Small surfaces such as cantilever ends, brackets and ends of steps, caps and bases to pilasters and columns and the like Details of cost for a bracket 1.20m projected Front area 0.50x0.60m
215 |  | End area 0.50x0.75m
215 |  | Area in contact with concrete
215 |  | 2x{(0.60+0.75)/2x1.2} = 1.62 sqm.
215 |  | Front 0.5x0.6 = 0.30 sqm.
215 |  | Bottom 0.5x1.21 = 0.605 sqm.
215 |  | Total = 2.525 sqm.
215 |  | MATERIAL
215 |  | Assuming that the timber will
215 |  | become unserviceable after being
215 |  | used 8 times.
215 | 1198 | Second class kail wood in planks | 10 cudm | 1.3375 | 260.00 | 347.75
215 |  | Timber IInd class kail wood or
215 |  | equivalent local soft wood
215 |  | (I) Plank 30mm thick.
215 |  | Sides 2{(0.60+0.75)/2x1.238} =
215 |  | 1.6713sqm
215 |  | Battens 0.576x1.21 = 0.697
215 |  | Front 0.5x0.638 = 0.319
215 |  | Total = 2.687 sqm.
215 |  | Cubical contents
215 |  | 2.687x0.038 = 0.102 cum.
215 |  | Wastage @ 5% = 0.005 cum.
215 |  | Total = 0.107 cum.
215 |  | Qty taken for cost using once =
215 |  | 107/8 = 13.375 cudm
215 | 1197 | Second class kail wood in scantling | 10 cudm | 0.315 | 260.00 | 81.90
215 |  | (ii) Battens-0.05x0.05
215 |  | 2x1.238 = 2.476m
215 |  | 2x1.21 = 2.42m
215 |  | 2x0.688 = 1.376m
215 |  | 2x0.838 = 1.676m
215 |  | 3x0.5 = 1.50m
215 |  | Total = 9.448m
215 |  | Cubical contents
215 |  | 9.448x0.05x0.05 = 0.024 cum.
215 |  | Wastage 5% = 0.0012 cum.
215 |  | Total = 0.0252 cum = 25.2 cudm
215 |  | Qty taken for cost using once =
215 |  | 25.2/8 = 3.15 cudm
215 | 2447 | Hollock ballies 125 mm diameter | metre | 0.6763 | 35.00 | 23.67
215 |  | (iii) Ballies 125mm dia.
215 |  | 1x2.5 = 2.50m
215 |  | 1x2.65 = 2.65m
215 |  | Total = 5.15 m
215 |  | Wastage 5% = 0.26m
215 |  | Total = 5.41 m
215 |  | Qty taken for cost using once =
215 |  | 5.41/8= 0.6763 m
215 | 2204 | Carriage of Timber | cum | 0.0248 | 118.59 | 2.94
215 |  | Planks = 0.107 cum.
215 |  | Battens = 0.0252 cum.
215 |  | Ballies 5.41x22/7x(0.125²/4 =
215 |  | 0.066 cum.
215 |  | Total = 0.198 cum
215 |  | Qty taken for cost using once =
215 |  | 0.198/8 =0.0248 cudm
216 |  | LABOUR
216 |  | Labour for assembling, erection,
216 |  | dismantling & cleaning
216 | 0112 | Carpenter 2nd class | day | 0.80 | 679.00 | 543.20
216 | 0114 | Beldar | day | 0.80 | 558.00 | 446.40
216 | 9999 | Sundries | L.S. | 7.15 | 2.00 | 14.30
216 | TOTAL |  |  |  |  | 1460.16 W
216 | Add 1 % Water charges on "W" |  |  |  |  | 14.60
216 | TOTAL |  |  |  |  | 1474.76 | X
216 |  | Add GST on "X" (multiplying factor
216 |  | 0.1405) 207.20
216 | TOTAL |  |  |  |  | 1681.97 | Y
216 | Add 15% CPOH on "Y" |  |  |  |  | 252.30
216 | TOTAL |  |  |  |  | 1934.26 | Z
216 | Add Cess @ 1% on "Z" |  |  |  |  | 19.34
216 | Cost of 2.525 sqm. |  |  |  |  | 1953.61
216 | Cost of 1 sqm. |  |  |  |  | 773.70
216 | Say |  |  |  |  | 773.70
216 | 5.9.19 | Weather shade, Chajjas, corbels etc., including edges Details of cost for a weather shade Area of centring and shuttering = 0.954 sqm For a weather shade over a window of size 1.5mx1.2m Size of weather shade 1.80x0.45m Thickness at front = 0.05m Thickness at fixed edge = 0.07m Area in contact with concrete Bottom 1x0.45x1.80 = 0.810 1x0.05x1.80 = 0.090 2x0.45x0.06 = 0.054 Total = 0.954 sqm. MATERIAL Assuming that the timber will become unserviceable after being used 8 times.
216 | 1198 | Second class kail wood in planks | 10 cudm | 0.5125 | 260.00 | 133.25
216 |  | (i) Planking 38mm thick.
216 |  | Bottom 1x1.876x0.488 = 0.915 sqm.
216 |  | 1x1.876x0.05 = 0.94 sqm.
216 |  | 2x0.45x0.06 = 0.027 sqm.
216 |  | Total = 1.036 sqm.
216 |  | Add 5% wastage = 0.052 sqm.
216 |  | Total = 1.088 sqm.
216 |  | Cubic contains
216 |  | 1.088x0.038 = 0.041 cum = 41 cudm
216 |  | Qty taken for cost using once =
216 |  | 41/8 = 5.125 cudm
217 | 1197 | Second class kail wood in scantling | 10 cudm | 0.15 | 260.00 | 39.00
217 |  | (ii) Battens-
217 |  | 2x0.60x0.075x0.10 = 0.009
217 |  | Ends with bearing center
217 |  | 1x0.45x0.075x0.10 = 0.003
217 |  | Total = 0.012 cum = 12 cudm
217 |  | Qty taken for cost using once =
217 |  | 12/8=1.50 cudm
217 | 2447 | Hollock ballies 125 mm diameter | metre | 0.5513 | 35.00 | 19.30
217 |  | (iii) Ballies 125mm dia.
217 |  | 2x2.1 = 4.2m
217 |  | Wastage 5% = 0.21m
217 |  | Total = 4.41 m
217 |  | Qty taken for cost using once =
217 |  | 4.41/8 = 0.5513 m
217 |  | Carriage:
217 | 2204 | Carriage of Timber | cum | 0.01338 | 118.59 | 1.59
217 |  | Plank = 0.041 cum.
217 |  | Battens = 0.012 cum.
217 |  | Ballies
217 |  | 4.41x22/7x(0.125)²/4 = 0.054 cum.
217 |  | Total = 0.107 cum
217 |  | Qty taken for cost using once =
217 |  | 0.107/8 = 0.01338 cum
217 |  | LABOUR
217 |  | Labour for assembling, erection,
217 |  | dismantling & cleaning
217 | 0112 | Carpenter 2nd class | day | 0.30 | 679.00 | 203.70
217 | 0114 | Beldar | day | 0.25 | 558.00 | 139.50
217 | 9999 | Sundries | L.S. | 5.20 | 2.00 | 10.40
217 | TOTAL |  |  |  |  | 546.73 W
217 | Add 1 % Water charges on "W" |  |  |  |  | 5.47
217 | TOTAL |  |  |  |  | 552.20 | X
217 |  | Add GST on "X" (multiplying factor
217 |  | 0.1405) 77.58
217 | TOTAL |  |  |  |  | 629.78 | Y
217 | Add 15% CPOH on "Y" |  |  |  |  | 94.47
217 | TOTAL |  |  |  |  | 724.25 | Z
217 | Add Cess @ 1% on "Z" |  |  |  |  | 7.24
217 |  | Cost for 0.954 sqm. 731.49
217 | Cost of 1 sqm. |  |  |  |  | 766.76
217 | Say |  |  |  |  | 766.75
217 | 5.9.20 | Suspended floors, roofs, landings, balconies and access platform. with water proof ply 12 mm thick Detail of cost for a room 4.50x3 = 13.50 sqm, height 3.5 m MATERIAL Adding for maintenance @ 10% of cost Taking salvage value after full use of material @ 25% of cost
218 | 10.1 | Rate as per Item No.10.1 of
218 | SH:Steel Work | kg | 5.425 | 86.05 | 466.82 | A
218 |  | Plates (size 0.75 x 0.60)
218 |  | Angle 40x40x5mm
218 |  | 2x0.75 = 1.50 m
218 |  | 2x0.60 = 1.20 m
218 |  | = 2.70 m @ 3.00 kg/m = 8.1 kg
218 |  | Weight of one plate = 8.10kg
218 |  | Add for wastage @ 5% = 0.41 kg
218 |  | Total = 8.51kg
218 |  | Total weight of all plates =
218 |  | 5x6x8.51 = 255.30 kg.
218 |  | Qty taken for cost using once.=
218 |  | 255.30x0.85/40 = 5.425 kg
218 |  | Welding length = (30x32)/40=24 cm
218 | 1215 | Welding by electric plant | cm | 24.00 | 2.00 | 48.00
218 | 8659 | Water proof ply 12mm thick. | sqm | 1.77 | 517.00 | 915.09
218 |  | 1x4.50x3.00=13.50sqm
218 |  | Add wastage @ 5% =0.68sqm
218 |  | Total 14.18sqm
218 |  | Qty taken for cost using once
218 |  | 14.18/8 = 1.77sqm
218 | 0112 | Carpenter 2nd class | day | 0.125 | 679.00 | 84.88
218 | 0114 | Beldar | day | 0.125 | 558.00 | 69.75
218 | 1034 | Bolts and nuts upto 300 mm in length | quintal | 0.0021 | 4800.00 | 10.08
218 | 7342 | Adjustable span ESO+SI (2.35-3.40) | each | 0.1063 | 1480.00 | 157.32
218 |  | Qty taken for cost using once =
218 |  | 5x0.85/40 = 0.10625
218 | 7343 | Adjustable telescopic prop 3 m (2.02-3.75 m) | each | 0.1275 | 955.00 | 121.76
218 |  | Qty taken for cost using once =
218 |  | 6x0.85/40 = 0.1275
218 | 9999 | Assembly nut & bolts etc. | L.S. | 12.63 | 2.00 | 25.26
218 | 9977 | Carriage | L.S. | 130.00 | 2.00 | 260.00
218 |  | LABOUR
218 | 0116 | Fitter (grade 1) | day | 3.00 | 738.00 | 2214.00
218 | 0114 | Beldar | day | 6.00 | 558.00 | 3348.00
218 | 9999 | Shuttering oil | L.S. | 78.00 | 2.00 | 156.00
218 | 9999 | Sundries | L.S. | 52.00 | 2.00 | 104.00
218 | TOTAL |  |  |  |  | 7980.96 W
218 | Add 1 % Water charges on "W-A" |  |  |  |  | 75.14
218 | TOTAL |  |  |  |  | 8056.10 | X
218 |  | Add GST on "X-A" (multiplying factor
218 |  | 0.1405) 1066.29
218 | TOTAL |  |  |  |  | 9122.40 | Y
218 | Add 15% CPOH on "Y-A" |  |  |  |  | 1298.34
218 | TOTAL |  |  |  |  | 10420.73 | Z
218 | Add Cess @ 1% on "Z-A" |  |  |  |  | 99.54
218 |  | Cost for 13.50 sqm. 10520.27
218 |  | Cost per sqm. 779.28
218 | Say |  |  |  |  | 779.30
219 | 5.9.21 | Lintels, beams, plinth beams, girders, bressumers and cantilevers. with water proof ply 12 mm thick Details of cost for a beam of 6 m clear span, 0.50 m deep 0.30 m wide and height 3.5 m from floor Cubical contents 6.60x0.5x0.3 = 0.99 cum 1x1.30x6.00 = 7.80 sqm MATERIAL Assuming shuttering will become unserviceable after use of 8 times Add maintenance charges @ 10% of cost of material Less salvage value of material after full use @ 25% of cost of material
219 | 10.1 | Rate as per Item No.10.1 of
219 | SH:Steel Work | kg | 3.72 | 86.05 | 320.11 | A
219 |  | Steel plates for side and bottom
219 |  | (plate size 1.20 x 0.50m)
219 |  | Angle 40x40x5mm (both sides) &
219 |  | bottom
219 |  | 2x(2x1.20) = 4.80 +(2x1.2) =7.20m
219 |  | 2x(3x0.50)=3.00+(3x0.30)=3.9m
219 |  | 11.10 m @ 3.00 kg/m =33.30 kg
219 |  | Weight of one plate = 11.70 kg.
219 |  | Add for wastage =1.67kg.
219 |  | Total =34.97 kg.
219 |  | Total weight of all plates
219 |  | 5x34.97 = 174.85 kg
219 |  | Qty taken for cost of using once =
219 |  | 174.85x0.85/40 =3.72 kg
219 |  | Welding length 480/40= 12 cm
219 | 1215 | Welding by electric plant | cm | 12.00 | 2.00 | 24.00
219 | 8659 | Water proof ply 12mm thick. | sqm | 1.02 | 517.00 | 527.34
219 |  | 1x1.30x6.00 = 7.80 sqm
219 |  | Add 5% wastage = 0.39 sqm
219 |  | Total = 8.19 sqm
219 |  | Qty taken for cost of using once
219 |  | 8.19/8 sqm= 1.02 sqm
219 | 0112 | Carpenter 2nd class | day | 0.125 | 679.00 | 84.88
219 | 0114 | Beldar | day | 0.125 | 558.00 | 69.75
219 | 1034 | Bolts and nuts upto 300 mm in length | quintal | 0.0021 | 4800.00 | 10.08
219 | 7343 | Adjustable telescopic prop 3 m (2.02-3.75 m) | each | 0.1275 | 955.00 | 121.76
219 |  | Qty taken for cost of using once =
219 |  | 6x0.85/40 =0.1275 m
219 | 7344 | Beam clamp 300-380 mm (450-1070 mm) | each set | 0.1063 | 355.00 | 37.74
219 |  | Qty taken for cost of using once =
219 |  | 5x0.85/40 = 0.1063m
219 | 9999 | Assembly nut & bolts etc. | L.S. | 11.05 | 2.00 | 22.10
219 | 9977 | Carriage | L.S. | 78.00 | 2.00 | 156.00
220 |  | LABOUR
220 | 0116 | Fitter (grade 1) | day | 1.25 | 738.00 | 922.50
220 | 0114 | Beldar | day | 2.50 | 558.00 | 1395.00
220 | 9999 | Shuttering oil | L.S. | 39.00 | 2.00 | 78.00
220 | 9999 | Sundries, paper tape etc. | L.S. | 26.00 | 2.00 | 52.00
220 | TOTAL |  |  |  |  | 3821.25 W
220 | Add 1 % Water charges on “W-A” |  |  |  |  | 35.01
220 | TOTAL |  |  |  |  | 3856.26 | X
220 |  | Add GST on “X-A” (multiplying factor
220 |  | 0.1405) 496.83
220 | TOTAL |  |  |  |  | 4353.09 | Y
220 | Add 15% CPOH on “Y-A” |  |  |  |  | 604.95
220 | TOTAL |  |  |  |  | 4958.04 | Z
220 | Add Cess @ 1% on “Z-A” |  |  |  |  | 46.38
220 |  | Cost for 7.80 sqm. 5004.42
220 |  | Cost per sqm. 641.59
220 | Say |  |  |  |  | 641.60
220 | 5.10 | Providing and fixing tie bolt, spring coil and plastic cone in wall shuttering complete as per the direction of Engineer-in-charge.
220 | 5.10.1 | 12 mm dia. & 100 mm length Details of cost for wall length 7.90mx1m (24 set) MATERIAL
220 | 7320 | Tie bolt 12 mm dia 100 mm length | each | 24.00 | 38.00 | 912.00
220 | 7324 | Spring coil 12 mm | each | 48.00 | 15.00 | 720.00
220 | 7325 | Plastic cone 12 mm dia | each | 48.00 | 17.00 | 816.00
220 | 9977 | Carriage: | L.S. | 13.00 | 2.00 | 26.00
220 |  | LABOUR
220 | 9999 | Sundries | L.S. | 26.00 | 2.00 | 52.00
220 | TOTAL |  |  |  |  | 2526.00 W
220 | Add 1 % Water charges on "W" |  |  |  |  | 25.26
220 | TOTAL |  |  |  |  | 2551.26 | X
220 |  | Add GST on "X" (multiplying factor
220 |  | 0.1405) 358.45
220 | TOTAL |  |  |  |  | 2909.71 | Y
220 | Add 15% CPOH on "Y" |  |  |  |  | 436.46
220 | TOTAL |  |  |  |  | 3346.17 | Z
220 | Add Cess @ 1% on "Z" |  |  |  |  | 33.46
220 |  | Cost for 24 sets 3379.63
220 | Cost of 1 each set |  |  |  |  | 140.82
220 | Say |  |  |  |  | 140.80
220 | 5.10.2 | 12 mm dia. & 150 mm length Details of cost for wall length 7.90mx1m (24 set)
221 |  | MATERIAL
221 | 7321 | Tie bolt 12 mm dia 150 mm length | each | 24.00 | 48.00 | 1152.00
221 | 7324 | Spring coil 12 mm | each | 48.00 | 15.00 | 720.00
221 | 7325 | Plastic cone 12 mm dia | each | 48.00 | 17.00 | 816.00
221 | 9977 | Carriage: | L.S. | 13.00 | 2.00 | 26.00
221 |  | LABOUR
221 | 9999 | Sundries | L.S. | 26.00 | 2.00 | 52.00
221 | TOTAL |  |  |  |  | 2766.00 W
221 | Add 1 % Water charges on "W" |  |  |  |  | 27.66
221 | TOTAL |  |  |  |  | 2793.66 | X
221 |  | Add GST on "X" (multiplying factor
221 |  | 0.1405) 392.51
221 | TOTAL |  |  |  |  | 3186.17 | Y
221 | Add 15% CPOH on "Y" |  |  |  |  | 477.93
221 | TOTAL |  |  |  |  | 3664.09 | Z
221 | Add Cess @ 1% on "Z" |  |  |  |  | 36.64
221 |  | Cost for 24 sets 3700.74
221 | Cost of 1 each set |  |  |  |  | 154.20
221 | Say |  |  |  |  | 154.20
221 | 5.10.3 | 20 mm dia. & 150 mm length Details of cost for wall length 7.90mx1m (24 set) MATERIAL
221 | 7322 | Tie bolt 20 mm dia 150 mm length | each | 24.00 | 57.00 | 1368.00
221 | 7324 | Spring coil 12 mm | each | 48.00 | 15.00 | 720.00
221 | 7325 | Plastic cone 12 mm dia | each | 48.00 | 17.00 | 816.00
221 | 9977 | Carriage: | L.S. | 13.00 | 2.00 | 26.00
221 |  | LABOUR
221 | 9999 | Sundries | L.S. | 26.00 | 2.00 | 52.00
221 | TOTAL |  |  |  |  | 2982.00 W
221 | Add 1 % Water charges on "W" |  |  |  |  | 29.82
221 | TOTAL |  |  |  |  | 3011.82 | X
221 |  | Add GST on "X" (multiplying factor
221 |  | 0.1405) 423.16
221 | TOTAL |  |  |  |  | 3434.98 | Y
221 | Add 15% CPOH on "Y" |  |  |  |  | 515.25
221 | TOTAL |  |  |  |  | 3950.23 | Z
221 | Add Cess @ 1% on "Z" |  |  |  |  | 39.50
221 |  | Cost for 24 sets 3989.73
221 | Cost of 1 each set |  |  |  |  | 166.24
221 | Say |  |  |  |  | 166.25
221 | 5.10.4 | 20 mm dia.& 225 mm length Details of cost for wall length 7.90mx1m (24 set) MATERIAL
221 | 7323 | Tie bolt 20 mm dia 225 mm length | each | 24.00 | 67.00 | 1608.00
222 | 7324 | Spring coil 12 mm | each | 48.00 | 15.00 | 720.00
222 | 7325 | Plastic cone 12 mm dia | each | 48.00 | 17.00 | 816.00
222 | 9977 | Carriage: | L.S. | 13.00 | 2.00 | 26.00
222 |  | LABOUR
222 | 9999 | Sundries | L.S. | 26.00 | 2.00 | 52.00
222 | TOTAL |  |  |  |  | 3222.00 W
222 | Add 1 % Water charges on "W" |  |  |  |  | 32.22
222 | TOTAL |  |  |  |  | 3254.22 | X
222 |  | Add GST on "X" (multiplying factor
222 |  | 0.1405) 457.22
222 | TOTAL |  |  |  |  | 3711.44 | Y
222 | Add 15% CPOH on "Y" |  |  |  |  | 556.72
222 | TOTAL |  |  |  |  | 4268.15 | Z
222 | Add Cess @ 1% on "Z" |  |  |  |  | 42.68
222 |  | Cost for 24 sets 4310.84
222 | Cost of 1 each set |  |  |  |  | 179.62
222 | Say |  |  |  |  | 179.60
222 | 5.11 | Extra for additional height in centering, shuttering where ever required with adequate bracing, propping etc., including cost of de-shuttering and decentering at all levels, over a height of 3.5 m, for every additional height of 1 metre or part thereof (Plan area to be measured).
222 | 5.11.1 | Suspended floors, roofs, landing, beams and balconies (Plan area to be measured) Details of cost for a Room of size 6mx4.8m = 28.8 sqm. MATERIAL Assuming that shuttering material will become unserviceable after use 40 times Less salvage value of material after full use @ 25% of cost material Add 10% of cost of material for maintenance
222 | 7345 | Prop 4 m | each | 0.4463 | 910.00 | 406.13
222 |  | Qty taken for cost using once =
222 |  | 21 x0.85/40 = 0.4463
222 |  | Deduct the rate of 3m prop
222 | 7343 | Adjustable telescopic prop 3 m (2.02-3.75 m) | each | -0.4463 | 955.00 | -426.22
222 |  | Qty taken for cost using once =
222 |  | 21x0.85/40 = 0.4463
222 | 7330 | M.S. tube 40 mm dia | metre | 1.0965 | 215.00 | 235.75
222 |  | Bracing
222 |  | MS tube 40mm
222 |  | 7x4.8m = 33.60m
222 |  | 3x6.0m = 18.00m
222 |  | Total = 51.60m
222 |  | Qty taken for cost using once =
222 |  | 51.6x0.85/40 = 1.0965
223 | 7346 | Double coupler (40x40) | each | 0.4463 | 46.00 | 20.53
223 |  | Qty taken for cost using once =
223 |  | 21 x0.85/40 = 0.4463
223 | 9977 | Carriage | L.S. | 65.00 | 2.00 | 130.00
223 |  | LABOUR
223 | 0116 | Fitter (grade 1) | day | 3.00 | 738.00 | 2214.00
223 | 0114 | Beldar | day | 6.00 | 558.00 | 3348.00
223 | 9999 | Sundries | L.S. | 130.00 | 2.00 | 260.00
223 | TOTAL |  |  |  |  | 6188.19 | W
223 | Add 1 % Water charges on "W" |  |  |  |  | 61.88
223 | TOTAL |  |  |  |  | 6250.08 | X
223 |  | Add GST on "X" (multiplying factor
223 |  | 0.1405) 878.14
223 | TOTAL |  |  |  |  | 7128.21 | Y
223 | Add 15% CPOH on "Y" |  |  |  |  | 1069.23
223 | TOTAL |  |  |  |  | 8197.44 | Z
223 | Add Cess @ 1% on "Z" |  |  |  |  | 81.97
223 |  | Cost for 28.8 sqm. 8279.42
223 |  | Cost per sqm. 287.48
223 | Say |  |  |  |  | 287.50
223 | 5.12 | Providing, hoisting and fixing above plinth level up to floor five level precast reinforced cement concrete work in string courses, bands, copings, bed plates, anchor blocks, plain window sills and the like, including the cost of required centering, shuttering but , excluding cost of reinforcement, with 1:1.5:3 (1 cement : 1.5 coarse sand(zone-III) : 3 graded stone aggregate 20 mm nominal size). Details of cost for 1 cum. MATERIAL Cement concrete 1:1½:3 in string or lacing course etc
223 | 4.5.1 | Rate as per Item No.4.5.1 of
223 | SH:CONCRETE WORK | cum | 1.00 | 8537.75 | 8537.75 | A
223 |  | (NB : Rate has been taken including
223 |  | cost of fixing in CM 1:2 as precast
223 |  | members are to be fixesd in CM
223 |  | 1:2)(1 cement : 2 coarse sand) as
223 |  | per CPWD specifications)
223 |  | LABOUR
223 |  | Extra labour for laying CC in RCC work
223 | 0114 | Beldar | day | 0.10 | 558.00 | 55.80
223 | 0101 | Bhisti | day | 0.20 | 617.00 | 123.40
223 | 0123 | Mason (brick layer) 1st class | day | 0.04 | 738.00 | 29.52
223 | 0124 | Mason (brick layer) 2nd class | day | 0.04 | 679.00 | 27.16
224 | 0128 | Mate | day | 0.04 | 617.00 | 24.68
224 | TOTAL |  |  |  |  | 8798.31 | W
224 | Add 1 % Water charges on "W-A" |  |  |  |  | 2.61
224 | TOTAL |  |  |  |  | 8800.92 | X
224 |  | Add GST on "X-A" (multiplying factor
224 |  | 0.1405) 36.97
224 | TOTAL |  |  |  |  | 8837.89 | Y
224 | Add 15% CPOH on "Y-A" |  |  |  |  | 45.02
224 | TOTAL |  |  |  |  | 8882.91 | Z
224 | Add Cess @ 1% on "Z-A" |  |  |  |  | 3.45
224 |  | Cost for 1 cum. 8886.36
224 | Say |  |  |  |  | 8886.35
224 | 5.13 | Providing, hoisting and fixing up to floor five level precast reinforced cement concrete in small lintels not exceeding 1.5m clear span up to floor five level, including the cost of required centering, shuttering but , excluding the cost of reinforcement, with 1:1.5:3 (1 cement : 1.5 coarse sand(zone-III) : 3 graded stone aggregate 20 mm nominal size). Details of cost for a lintel : Qty = 0.054 cum MATERIAL 1.5m clear span = 1.8x0.20x0.15 = 0.054 cum. Cement Concrete 1:1½:3
224 | 4.2.2 | Rate as per Item No.4.2.2 of
224 | SH: Concrete Work | cum | 0.054 | 8976.45 | 484.73 | A
224 |  | Centring and shuttering
224 | 4.3.1 | Rate as per item no. 4.3.1 of
224 | SH: Concrete work | sqm | 0.60 | 284.85 | 170.91 | A
224 |  | LABOUR
224 | 0114 | Beldar | day | 0.005 | 558.00 | 2.79
224 | 0101 | Bhisti | day | 0.01 | 617.00 | 6.17
224 | 0123 | Mason (brick layer) 1st class | day | 0.002 | 738.00 | 1.48
224 | 0124 | Mason (brick layer) 2nd class | day | 0.002 | 679.00 | 1.36
224 | 0128 | Mate | day | 0.002 | 617.00 | 1.23
224 | TOTAL |  |  |  |  | 668.67 W
224 | Add 1 % Water charges on "W-A" |  |  |  |  | 0.13
224 | TOTAL |  |  |  |  | 668.80 | X
224 |  | Add GST on "X-A" (multiplying factor
224 |  | 0.1405) 1.85
224 | TOTAL |  |  |  |  | 670.65 | Y
224 | Add 15% CPOH on "Y-A" |  |  |  |  | 2.25
224 | TOTAL |  |  |  |  | 672.90 | Z
224 | Add Cess @ 1% on "Z-A" |  |  |  |  | 0.17
224 |  | Cost for 0.054 cum. 673.07
224 |  | Cost per cum 12464.24
224 | Say |  |  |  |  | 12464.25
225 | 5.14 | Providing, hoisting and fixing above plinth level up to floor five level precast reinforced cement concrete in mouldings as in cornices, windows sills etc, including setting in cement mortar 1:3 (1 cement : 3 coarse sand) cost of required centering, shuttering but, excluding the cost of reinforcement, with 1:1.5:3 (1 cement : 1.5 coarse sand(zone-III) : 3 graded stone aggregate 20 mm nominal size). Details of cost for 1mx0.20x0.15= 0.03 cum MATERIAL Cement concrete 1:1½:3
225 | 4.1.2 | Rate as per Item No.4.1.2 of
225 | SH: Concrete Work | cum | 0.03 | 7210.55 | 216.32 | A
225 |  | Extra labour for lifting
225 |  | 0.45 x 0.03 x 2.5 = 0.034
225 | 0115 | Coolie | day | 0.034 | 558.00 | 18.97
225 | 9999 | Mortar and labour for hoisting and for fixing | L.S. | 2.73 | 2.00 | 5.46
225 |  | Centring and shuttering
225 | 4.3.1 | Rate as per Item No.4.3.1 of
225 | SH: Concrete Work | sqm | 0.36 | 284.85 | 102.55 | A
225 | 9999 | Add for extra labour for hoisting | L.S. | 1.61 | 2.00 | 3.22
225 |  | 53.82x0.03 = 1.61
225 |  | LABOUR
225 |  | Add Extra labour for moulding :
225 | 0123 | Mason (brick layer) 1st class | day | 0.0174 | 738.00 | 12.84
225 |  | 0.58x0.03
225 | 0124 | Mason (brick layer) 2nd class | day | 0.0174 | 679.00 | 11.81
225 |  | 0.58x0.03
225 | 0115 | Coolie | day | 0.045 | 558.00 | 25.11
225 |  | 1.5x0.03
225 | 0101 | Bhisti | day | 0.0018 | 617.00 | 1.11
225 |  | 0.06x0.03
225 |  | Extra labour for laying CC in RCC
225 | 0114 | Beldar | day | 0.003 | 558.00 | 1.67
225 |  | 0.1x0.03
225 | 0101 | Bhisti | day | 0.006 | 617.00 | 3.70
225 |  | 0.2x0.03
225 | 0123 | Mason (brick layer) 1st class | day | 0.0012 | 738.00 | 0.89
225 |  | 0.04x0.03
225 | 0124 | Mason (brick layer) 2nd class | day | 0.0012 | 679.00 | 0.81
225 |  | 0.04x0.03
225 | 0128 | Mate | day | 0.0012 | 617.00 | 0.74
225 |  | 0.04x0.03
225 | TOTAL |  |  |  |  | 405.21 W
225 | Add 1 % Water charges on "W-A" |  |  |  |  | 0.86
225 | TOTAL |  |  |  |  | 406.07 | X
225 |  | Add GST on "X-A" (multiplying factor
225 |  | 0.1405) 12.25
225 | TOTAL |  |  |  |  | 418.32 | Y
225 | Add 15% CPOH on "Y-A" |  |  |  |  | 14.92
225 | TOTAL |  |  |  |  | 433.24 | Z
225 | Add Cess @ 1% on "Z-A" |  |  |  |  | 1.14
225 |  | Cost for 0.03 cum 434.39
225 |  | Cost for 1 cum. 14479.57
225 | Say |  |  |  |  | 14479.55
226 | 5.15 | Providing, hoisting and fixing above plinth level up to floor five level precast reinforced cement concrete in lintels, beams and bressumers, including setting in cement mortar 1:3 (1 cement : 3 coarse sand), cost of required centering and shuttering but , excluding the cost of reinforcement, with 1:1.5:3 (1 cement : 1.5 coarse sand(zone-III) : 3 graded stone aggregate 20 mm nominal size) Details of cost for beam 6.60m long 0.50m deep and 0.30m wide = 6.60x0.50x0.30 = 0.99 cum. MATERIAL Cement concrete 1:1½:3
226 | 4.1.2 | Rate as per Item No.4.1.2 of
226 | SH: Concrete Work | cum | 0.99 | 7210.55 | 7138.44 | A
226 |  | Centring and shuttering
226 | SH: Concrete work | sqm | 6.90 | 284.85 | 1965.47 | A
226 |  | Extra labour for lifting material upto
226 |  | floor V level
226 | 0115 | Coolie | day | 1.11 | 558.00 | 619.38
226 |  | LABOUR
226 |  | Extra labour for laying cement
226 |  | concrete in RCC work
226 | 0114 | Beldar | day | 0.099 | 558.00 | 55.24
226 |  | 0.10x0.99
226 | 0101 | Bhisti | day | 0.198 | 617.00 | 122.17
226 |  | 0.20x0.99
226 | 0123 | Mason (brick layer) 1st class | day | 0.0396 | 738.00 | 29.22
226 |  | 0.04x0.99
226 | 0124 | Mason (brick layer) 2nd class | day | 0.0396 | 679.00 | 26.89
226 |  | 0.04x0.99
226 | 0128 | Mate | day | 0.0396 | 617.00 | 24.43
226 |  | 0.04x0.99
226 | 9999 | Cement mortar 1:3 for fixing | L.S. | 89.70 | 2.00 | 179.40
226 | 9999 | Labour for hoisting, Transporting and setting in position | L.S. | 269.10 | 2.00 | 538.20
226 | TOTAL |  |  |  |  | 10698.84 W
226 | Add 1 % Water charges on "W-A" |  |  |  |  | 15.95
226 | TOTAL |  |  |  |  | 10714.79 | X
226 |  | Add GST on "X-A" (multiplying factor
226 |  | 0.1405) 226.33
226 | TOTAL |  |  |  |  | 10941.12 | Y
226 | Add 15% CPOH on "Y-A" |  |  |  |  | 275.58
226 | TOTAL |  |  |  |  | 11216.70 | Z
226 | Add Cess @ 1% on "Z-A" |  |  |  |  | 21.13
226 |  | Cost for 0.99 cum 11237.83
226 |  | Cost for 1 cum. 11351.35
226 | Say |  |  |  |  | 11351.35
227 | 5.16 | Providing, hoisting and fixing above plinth level up to floor five level precast reinforced cement concrete in shelves, including setting in cement mortar 1:3 (1cement : 3 coarse sand), cost of required centering, shuttering and finishing with neat cement punning on exposed surfaces but , excluding the cost of reinforcement, with 1:1.5:3 (1 cement : 1.5 coarse sand(zone-III) : 3 graded stone aggregate 20 mm nominal size). Details of cost for on shelf 0.90x0.45x0.04m thick = 0.90x0.45x0.04m = 0.0162 cum Cement concrete 1:1½:3
227 | 4.1.2 | Rate as per Item No.4.1.2 of
227 | SH: Concrete Work | cum | 0.0162 | 7210.55 | 116.81 | A
227 |  | Finishing
227 | 13.18 | Rate same as per iem no. 13.18 of
227 | SH : Finishing | sqm | 0.85 | 62.75 | 53.34 | A
227 |  | Centring and shuttering:
227 | 4.3.1 | Rate same as per item no. 4.3.1 of
227 | SH : concrete work | sqm | 0.108 | 284.85 | 30.76 | A
227 |  | 2x(0.90+0.45)x0.04 = 0.108 sqm
227 |  | Extra labour for lifting material upto
227 |  | floor V level
227 | 0115 | Coolie | day | 0.018 | 558.00 | 10.04
227 |  | LABOUR
227 |  | Extra labour for laying cement
227 |  | concrete in RCC work due to delay
227 |  | etc.
227 | 0114 | Beldar | day | 0.016 | 558.00 | 8.93
227 | 0101 | Bhisti | day | 0.0032 | 617.00 | 1.97
227 | 0123 | Mason (brick layer) 1st class | day | 0.0006 | 738.00 | 0.44
227 | 0124 | Mason (brick layer) 2nd class | day | 0.0006 | 679.00 | 0.41
227 | 0128 | Mate | day | 0.0006 | 617.00 | 0.37
227 | 9999 | Cement mortar 1:3 for fixing | L.S. | 4.42 | 2.00 | 8.84
227 | 9999 | Labour for hoisting, Transporting and setting in position | L.S. | 13.52 | 2.00 | 27.04
227 | TOTAL |  |  |  |  | 258.96 W
227 | Add 1 % Water charges on "W-A" |  |  |  |  | 0.58
227 | TOTAL |  |  |  |  | 259.54 | X
227 |  | Add GST on "X-A" (multiplying factor
227 |  | 0.1405) 8.24
227 | TOTAL |  |  |  |  | 267.78 | Y
227 | Add 15% CPOH on "Y-A" |  |  |  |  | 10.03
227 | TOTAL |  |  |  |  | 277.81 | Z
227 | Add Cess @ 1% on "Z-A" |  |  |  |  | 0.77
227 |  | Cost for 0.0162 cum 278.58
227 |  | Cost for 1 cum. 17196.00
227 | Say |  |  |  |  | 17196.00
228 | 5.17 | Providing, hoisting and fixing above plinth level up to floor five level precast reinforced cement concrete in vertical & horizontal fins, individually or forming box louvers, setting in cement mortar 1:2 (1 cement : 2 coarse sand), including the cost of required centering, shuttering but , excluding the cost of reinforcement, with 1:1.5:3 (1 cement : 1.5 coarse sand(zone-III) : 3 graded stone aggregate 20 mm nominal size). Details of cost for 4 RCC vertical fins 4m high at 1m centre to centre with two horizontal fins, all projecting 60cm from face of wall and 5cm thick cubical contents = 0.66 cum. MATERIAL Cement concrete 1:1½:3
228 | 4.1.2 | Rate as per Item No.4.1.2 of
228 | SH: Concrete Work | cum | 0.66 | 7210.55 | 4758.96 | A
228 |  | Centering and shuttering
228 | 4.3.1 | Rate as per item no. 4.3.1 of
228 | SH: Concrete work | sqm | 2.56 | 284.85 | 729.22 | A
228 |  | Extra labour for lifting material upto
228 |  | floor V level
228 | 0115 | Coolie | day | 0.75 | 558.00 | 418.50
228 |  | LABOUR
228 |  | Extra labour for laying cement
228 |  | concrete in RCC work due to delay
228 |  | etc.
228 | 0114 | Beldar | day | 0.066 | 558.00 | 36.83
228 | 0101 | Bhisti | day | 0.132 | 617.00 | 81.44
228 | 0123 | Mason (brick layer) 1st class | day | 0.0264 | 738.00 | 19.48
228 | 0124 | Mason (brick layer) 2nd class | day | 0.0264 | 679.00 | 17.93
228 | 0128 | Mate | day | 0.0264 | 617.00 | 16.29
228 | 9999 | Cement mortar 1:3 for fixing | L.S. | 17.94 | 2.00 | 35.88
228 | 9999 | Labour for hoisting, Transporting and setting in position | L.S. | 71.76 | 2.00 | 143.52
228 | 9999 | Sundries | L.S. | 17.94 | 2.00 | 35.88
228 | TOTAL |  |  |  |  | 6293.93 W
228 | Add 1 % Water charges on "W-A" |  |  |  |  | 8.06
228 | TOTAL |  |  |  |  | 6301.99 | X
228 |  | Add GST on "X-A" (multiplying factor
228 |  | 0.1405) 114.34
228 | TOTAL |  |  |  |  | 6416.33 | Y
228 | Add 15% CPOH on "Y-A" |  |  |  |  | 139.22
228 | TOTAL |  |  |  |  | 6555.55 | Z
228 | Add Cess @ 1% on "Z-A" |  |  |  |  | 10.67
228 |  | Cost for 0.66 cum 6566.22
228 |  | Cost for 1 cum. 9948.82
228 | Say |  |  |  |  | 9948.80
229 | 5.18 | Providing precast cement concrete Jali 1:2:4 (1 cement : 2 coarse sand(zone-III) : 4 graded stone aggregate 6mm nominal size ), reinforced with 1.6 mm dia mild steel wire, including centering and shuttering, roughening cleaning, fixing and finishing in cement mortar 1:3 (1 cement: 3 fine sand) etc. complete, excluding plastering of the jambs, sills and soffits.
229 | 5.18.1 | 50 mm thick Details of cost for jali 2.00mx 0.75m = 1.50 sqm.
229 | 0768 | Cement Concrete Jali 50 mm thick | sqm | 1.50 | 400.00 | 600.00
229 | 9999 | Mortar for fixing | L.S. | 6.24 | 2.00 | 12.48
229 | 9988 | Carriage and sundries | L.S. | 6.20 | 2.00 | 12.40
229 |  | LABOUR
229 | 0123 | Mason (brick layer) 1st class | day | 0.30 | 738.00 | 221.40
229 | 0124 | Mason (brick layer) 2nd class | day | 0.30 | 679.00 | 203.70
229 | 0114 | Beldar | day | 1.08 | 558.00 | 602.64
229 | TOTAL |  |  |  |  | 1652.62 W
229 | Add 1 % Water charges on "W" |  |  |  |  | 16.53
229 | TOTAL |  |  |  |  | 1669.15 | X
229 |  | Add GST on "X" (multiplying factor
229 |  | 0.1405) 234.52
229 | TOTAL |  |  |  |  | 1903.66 | Y
229 | Add 15% CPOH on "Y" |  |  |  |  | 285.55
229 | TOTAL |  |  |  |  | 2189.21 | Z
229 | Add Cess @ 1% on "Z" |  |  |  |  | 21.89
229 | Cost of 1.50 sqm. |  |  |  |  | 2211.10
229 | Cost of 1 sqm. |  |  |  |  | 1474.07
229 | Say |  |  |  |  | 1474.05
229 | 5.18.2 | 40 mm thick Details of cost for 1.2mx0.60m = 0.72 sqm.
229 | 0769 | Cement Concrete Jali 40 mm thick | sqm | 0.72 | 350.00 | 252.00
229 | 9999 | Mortar for fixing | L.S. | 3.64 | 2.00 | 7.28
229 | 9988 | Carriage and sundries | L.S. | 3.64 | 2.00 | 7.28
229 |  | LABOUR
229 | 0123 | Mason (brick layer) 1st class | day | 0.12 | 738.00 | 88.56
229 | 0124 | Mason (brick layer) 2nd class | day | 0.12 | 679.00 | 81.48
229 | 0114 | Beldar | day | 0.50 | 558.00 | 279.00
229 | TOTAL |  |  |  |  | 715.60 W
229 | Add 1 % Water charges on "W" |  |  |  |  | 7.16
229 | TOTAL |  |  |  |  | 722.76 | X
229 |  | Add GST on "X" (multiplying factor
229 |  | 0.1405) 101.55
229 | TOTAL |  |  |  |  | 824.30 | Y
229 | Add 15% CPOH on "Y" |  |  |  |  | 123.65
229 | TOTAL |  |  |  |  | 947.95 | Z
229 | Add Cess @ 1% on "Z" |  |  |  |  | 9.48
229 | Cost of 0.72 sqm. |  |  |  |  | 957.43
229 | Cost of 1 sqm. |  |  |  |  | 1329.76
229 | Say |  |  |  |  | 1329.75
230 | 5.18.3 | 25 mm thick Details of cost for jali 0.75mx0.5m = 0.375 sqm
230 | 0770 | Cement Concrete Jali 25 mm thick | sqm | 0.375 | 275.00 | 103.13
230 | 9999 | Mortar for fixing | L.S. | 1.82 | 2.00 | 3.64
230 | 9988 | Carriage and sundries | L.S. | 1.82 | 2.00 | 3.64
230 |  | LABOUR
230 | 0123 | Mason (brick layer) 1st class | day | 0.06 | 738.00 | 44.28
230 | 0124 | Mason (brick layer) 2nd class | day | 0.06 | 679.00 | 40.74
230 | 0114 | Beldar | day | 0.25 | 558.00 | 139.50
230 | TOTAL |  |  |  |  | 334.93 W
230 | Add 1 % Water charges on "W" |  |  |  |  | 3.35
230 | TOTAL |  |  |  |  | 338.27 | X
230 |  | Add GST on "X" (multiplying factor
230 |  | 0.1405) 47.53
230 | TOTAL |  |  |  |  | 385.80 | Y
230 | Add 15% CPOH on "Y" |  |  |  |  | 57.87
230 | TOTAL |  |  |  |  | 443.67 | Z
230 | Add Cess @ 1% on "Z" |  |  |  |  | 4.44
230 | Cost of 0.375 sqm. |  |  |  |  | 448.11
230 | Cost of 1 sqm. |  |  |  |  | 1194.96
230 | Say |  |  |  |  | 1194.95
230 | 5.19 | Encasing rolled steel sections, in beams and columns, with cement concrete 1:1.5:3 (1 cement : 1.5 coarse sand(zone-III) : 3 graded stone aggregate 20 mm nominal size, including centering and shuttering complete but , excluding cost of reinforcement. Details of cost for 0.424 cum. Consider 2 R.S. Joist (150mmx80mm) 4.88m long placed 30cm apart centre to centre Overall dimensions of the beam 43cmx20cm- MATERIAL Concrete work- 4.93x0.43x0.20 = 0.424 cum for 1:1½:3 Cement Concrete (1 cement: 1½ coarse sand : 3 stone aggregate 20mm nominal size)
230 | 4.1.2 | Rate as per Item No.4.1.2 of
230 | SH: Concrete Work | cum | 0.424 | 7210.55 | 3057.27 | A
230 |  | Extra labour for laying C.C. in
230 |  | RCC work
230 | 0114 | Beldar | day | 0.042 | 558.00 | 23.44
230 | 0101 | Bhisti | day | 0.085 | 617.00 | 52.45
230 | 0123 | Mason (brick layer) 1st class | day | 0.017 | 738.00 | 12.55
230 | 0124 | Mason (brick layer) 2nd class | day | 0.017 | 679.00 | 11.54
230 | 0128 | Mate | day | 0.017 | 617.00 | 10.49
230 |  | Form work-
230 |  | 4.93x0.83 girth = 4.09 sqm.
231 | 5.9.5 | Rate as per item 5.9.5 of
231 | SH: Reinforced cement concrete work | sqm | 4.09 | 552.05 | 2257.88 | A
231 | 9999 | Sundries and for lifting materials | L.S. | 21.58 | 2.00 | 43.16
231 | TOTAL |  |  |  |  | 5468.78 W
231 | Add 1 % Water charges on "W-A" |  |  |  |  | 1.54
231 | TOTAL |  |  |  |  | 5470.31 | X
231 |  | Add GST on "X-A" (multiplying factor
231 |  | 0.1405) 21.80
231 | TOTAL |  |  |  |  | 5492.11 | Y
231 | Add 15% CPOH on "Y-A" |  |  |  |  | 26.54
231 | TOTAL |  |  |  |  | 5518.66 | Z
231 | Add Cess @ 1% on "Z-A" |  |  |  |  | 2.03
231 | Cost of 0.424 cum |  |  |  |  | 5520.69
231 | Cost of 1 cum. |  |  |  |  | 13020.50
231 | Say |  |  |  |  | 13020.50
231 | 5.20 | Encasing rolled steel section in grillages with cement concrete 1:1.5:3 (1 cement : 1.5 coarse sand (zone-III): 3 graded stone aggregate 20 mm nominal size, including centering and shuttering but, excluding cost of expanded metal and hangers. Details of cost for the grillage 3.50mx 3.50mx1.00m = 12.25 cum Cement concrete 1:1½:3
231 | 4.1.2 | Rate as per Item No.4.1.2 of
231 | SH: Concrete Work | cum | 12.25 | 7210.55 | 88329.24 | A
231 |  | Extra labour for laying C.C. in
231 |  | RCC work
231 | 0114 | Beldar | day | 1.225 | 558.00 | 683.55
231 | 0101 | Bhisti | day | 2.45 | 617.00 | 1511.65
231 | 0123 | Mason (brick layer) 1st class | day | 0.49 | 738.00 | 361.62
231 | 0124 | Mason (brick layer) 2nd class | day | 0.49 | 679.00 | 332.71
231 | 0128 | Mate | day | 0.49 | 617.00 | 302.33
231 |  | Shuttering :
231 |  | 2(3.50+3.50)x1.00= 14.00 sqm
231 | 5.9.5 | Rate as per item 5.9.5 of
231 | SH: Reinforced cement concrete work | sqm | 14.00 | 552.05 | 7728.70 | A
231 | TOTAL |  |  |  |  | 99249.80 W
231 | Add 1 % Water charges on "W-A" |  |  |  |  | 31.92
231 | TOTAL |  |  |  |  | 99281.72 | X
231 |  | Add GST on "X-A" (multiplying factor
231 |  | 0.1405) 452.94
231 | TOTAL |  |  |  |  | 99734.66 | Y
231 | Add 15% CPOH on "Y-A" |  |  |  |  | 551.51
231 | TOTAL |  |  |  |  | 100286.16 | Z
231 | Add Cess @ 1% on "Z-A" |  |  |  |  | 42.28
231 | Cost of 12.25 cum. |  |  |  |  | 100328.45
231 | Cost of 1 cum. |  |  |  |  | 8190.08
231 | Say |  |  |  |  | 8190.10
232 | 5.21 | Extra for providing and fixing expanded metal mesh of size 20x60 mm and strands 3.25 mm wide 1.6 mm thick weighing 3.64 kg per sqm for encasing of rolled steel sections in beams, columns and grillages, excluding cost of hangers. Deatail of cost for 10 sqm MATERIAL Expended metal 20 mm x 60 mm and 1.6 mm thick = 10 sqm Wastage 5% = 0.5 sqm Total =10.50 sqm
232 | 1015 | Mild steel expanded metal 20x60 mm strands | sqm | 10.50 | 280.00 | 2940.00
232 | 9977 | Carriage of expended metal | L.S. | 13.52 | 2.00 | 27.04
232 | 9999 | Wire for tieing | L.S. | 13.52 | 2.00 | 27.04
232 |  | Cost of bending and placing in position
232 | 0102 | Blacksmith 1st class | day | 0.25 | 738.00 | 184.50
232 | 0114 | Beldar | day | 0.25 | 558.00 | 139.50
232 | TOTAL |  |  |  |  | 3318.08 W
232 | Add 1 % Water charges on "W" |  |  |  |  | 33.18
232 | TOTAL |  |  |  |  | 3351.26 | X
232 |  | Add GST on "X" (multiplying factor
232 |  | 0.1405) 470.85
232 | TOTAL |  |  |  |  | 3822.11 | Y
232 | Add 15% CPOH on "Y" |  |  |  |  | 573.32
232 | TOTAL |  |  |  |  | 4395.43 | Z
232 | Add Cess @ 1% on "Z" |  |  |  |  | 43.95
232 | Cost of 10 sqm |  |  |  |  | 4439.38
232 | Cost of 1 sqm. |  |  |  |  | 443.94
232 | Say |  |  |  |  | 443.95
232 | 5.22 | Steel reinforcement for R.C.C. work including straightening, cutting, bending, placing in position and binding all complete upto plinth level.
232 | 5.22.1 | Mild steel and Medium Tensile steel bars Details of cost for 1 quintal- MATERIAL Mild steel bars = 1.00 q Wastage 5% = 0.05 q Total = 1.05 q
232 | 1004 | Average rate of Mild steel round bars for reinforcements | quintal | 1.05 | 4500.00 | 4725.00
232 | 2205 | Carriage of Steel 1.05/10 = 0.105t | tonne | 0.105 | 92.24 | 9.69
232 | 9999 | Cover block | L.S. | 26.00 | 2.00 | 52.00
232 |  | LABOUR
232 |  | For straightening, cutting, bending,
232 |  | binding and placing in position-
232 | 0102 | Blacksmith 1st class | day | 1.00 | 738.00 | 738.00
232 | 0114 | Beldar | day | 1.00 | 558.00 | 558.00
233 | 9999 | Sundries and binding wire | L.S. | 26.91 | 2.00 | 53.82
233 | TOTAL |  |  |  |  | 6136.51 | W
233 | Add 1 % Water charges on "W" |  |  |  |  | 61.37
233 | TOTAL |  |  |  |  | 6197.87 | X
233 |  | Add GST on "X" (multiplying factor
233 |  | 0.1405) 870.80
233 | TOTAL |  |  |  |  | 7068.67 | Y
233 | Add 15% CPOH on "Y" |  |  |  |  | 1060.30
233 | TOTAL |  |  |  |  | 8128.97 | Z
233 | Add Cess @ 1% on "Z" |  |  |  |  | 81.29
233 | Cost of one quintal |  |  |  |  | 8210.26
233 | Cost of 1 Kg. |  |  |  |  | 82.10
233 | Say |  |  |  |  | 82.10
233 | 5.22.2 | Hard drawn steel wire Details of cost for 1 quintal- MATERIAL Hard drawn steel wire = 1.00 q Wastage 5% = 0.05 q Total = 1.05 q
233 | 1224 | Hard drawn steel wire | quintal | 1.05 | 4800.00 | 5040.00
233 | 2205 | Carriage of Steel 1.05q = 0.105 tonne | tonne | 0.105 | 92.24 | 9.69
233 |  | LABOUR
233 |  | For cutting and laying in position etc.-
233 | 0102 | Blacksmith 1st class | day | 1.00 | 738.00 | 738.00
233 | 0114 | Beldar | day | 1.00 | 558.00 | 558.00
233 | 9999 | Sundries | L.S. | 26.91 | 2.00 | 53.82
233 | TOTAL |  |  |  |  | 6399.51 W
233 | Add 1 % Water charges on "W" |  |  |  |  | 64.00
233 | TOTAL |  |  |  |  | 6463.50 | X
233 |  | Add GST on "X" (multiplying factor
233 |  | 0.1405) 908.12
233 | TOTAL |  |  |  |  | 7371.62 | Y
233 | Add 15% CPOH on "Y" |  |  |  |  | 1105.74
233 | TOTAL |  |  |  |  | 8477.37 | Z
233 | Add Cess @ 1% on "Z" |  |  |  |  | 84.77
233 | Cost of one quintal |  |  |  |  | 8562.14
233 | Cost of 1 Kg. |  |  |  |  | 85.62
233 | Say |  |  |  |  | 85.60
233 | 5.22.3 | Cold twisted bars Details of cost for 1 quintal- MATERIAL Deformed twisted steel bars = 1.00 q Wastage 5% = 0.05 q Total = 1.05q
234 | 1005 | Twisted steel / deformed bars | quintal | 1.05 | 4600.00 | 4830.00
234 | 2205 | Carriage of Steel 1.05/10 = 0.105t | tonne | 0.105 | 92.24 | 9.69
234 | 9999 | Cover block | L.S. | 26.00 | 2.00 | 52.00
234 |  | LABOUR
234 |  | For straightening, cutting, bending,
234 |  | binding and placing in position-
234 | 0102 | Blacksmith 1st class | day | 1.00 | 738.00 | 738.00
234 | 0114 | Beldar | day | 1.00 | 558.00 | 558.00
234 | 9999 | Sundries and binding wire | L.S. | 26.91 | 2.00 | 53.82
234 | TOTAL |  |  |  |  | 6241.51 | W
234 | Add 1 % Water charges on "W" |  |  |  |  | 62.42
234 | TOTAL |  |  |  |  | 6303.92 | X
234 |  | Add GST on "X" (multiplying factor
234 |  | 0.1405) 885.70
234 | TOTAL |  |  |  |  | 7189.62 | Y
234 | Add 15% CPOH on "Y" |  |  |  |  | 1078.44
234 | TOTAL |  |  |  |  | 8268.06 | Z
234 | Add Cess @ 1% on "Z" |  |  |  |  | 82.68
234 | Cost of one quintal |  |  |  |  | 8350.74
234 | Cost of 1 Kg. |  |  |  |  | 83.51
234 | Say |  |  |  |  | 83.50
234 | 5.22.4 | Hot rolled deformed bars Details of cost for 1 quintal- MATERIAL Deformed twisted steel bars = 1.00 q Wastage 5% = 0.05 q Total = 1.05q
234 | 1005 | Twisted steel / deformed bars | quintal | 1.05 | 4600.00 | 4830.00
234 | 2205 | Carriage of Steel 1.05/10 = 0.105t | tonne | 0.105 | 92.24 | 9.69
234 | 9999 | Cover block | L.S. | 26.00 | 2.00 | 52.00
234 |  | LABOUR
234 |  | For straightening, cutting, bending,
234 |  | binding and placing in position-
234 | 0102 | Blacksmith 1st class | day | 1.00 | 738.00 | 738.00
234 | 0114 | Beldar | day | 1.00 | 558.00 | 558.00
234 | 9999 | Sundries and binding wire | L.S. | 26.91 | 2.00 | 53.82
234 | TOTAL |  |  |  |  | 6241.51 | W
234 | Add 1 % Water charges on "W" |  |  |  |  | 62.42
234 | TOTAL |  |  |  |  | 6303.92 | X
234 |  | Add GST on "X" (multiplying factor
234 |  | 0.1405) 885.70
234 | TOTAL |  |  |  |  | 7189.62 | Y
234 | Add 15% CPOH on "Y" |  |  |  |  | 1078.44
234 | TOTAL |  |  |  |  | 8268.06 | Z
234 | Add Cess @ 1% on "Z" |  |  |  |  | 82.68
234 | Cost of one quintal |  |  |  |  | 8350.74
234 | Cost of 1 Kg. |  |  |  |  | 83.51
234 | Say |  |  |  |  | 83.50
235 | 5.22.5 | Hard drawn steel wire fabric Details of cost for 1 quintal- MATERIAL Hard drawn steel wire fabric 100kg , 7.75kg per sqm = 12.903 sqm. Add 5% wastage = 0.645 sqm. Total =13.548 sqm
235 | 1021 | Hard drawn steel wire fabric | sqm | 13.548 | 430.00 | 5825.64
235 | 2205 | Carriage 1.05q = 0.105 tonne | tonne | 0.105 | 92.24 | 9.69
235 | 9999 | Cover block | L.S. | 26.00 | 2.00 | 52.00
235 |  | LABOUR
235 |  | For cutting and laying in position.
235 | 0103 | Blacksmith 2nd class | day | 0.20 | 679.00 | 135.80
235 | 0114 | Beldar | day | 1.50 | 558.00 | 837.00
235 | 9999 | Sundries and binding wire | L.S. | 13.52 | 2.00 | 27.04
235 | TOTAL |  |  |  |  | 6887.17 | W
235 | Add 1 % Water charges on "W" |  |  |  |  | 68.87
235 | TOTAL |  |  |  |  | 6956.04 | X
235 |  | Add GST on "X" (multiplying factor
235 |  | 0.1405) 977.32
235 | TOTAL |  |  |  |  | 7933.36 | Y
235 | Add 15% CPOH on "Y" |  |  |  |  | 1190.00
235 | TOTAL |  |  |  |  | 9123.36 | Z
235 | Add Cess @ 1% on "Z" |  |  |  |  | 91.23
235 | Cost of one quintal |  |  |  |  | 9214.60
235 | Cost of 1 Kg. |  |  |  |  | 92.15
235 | Say |  |  |  |  | 92.15
235 | 5.22.6 | Thermo-Mechanically Treated bars of grade Fe-500D or more. Details of cost for 1 quintal- MATERIAL Deformed twisted steel bars = 1.00 q Wastage 5% = 0.05 q Total =1.05q
235 | 1005 | Twisted steel / deformed bars | quintal | 1.05 | 4600.00 | 4830.00
235 | 2205 | Carriage of steel 1.05/10 = 0.105t | tonne | 0.105 | 92.24 | 9.69
235 | 9999 | Cover block | L.S. | 26.00 | 2.00 | 52.00
235 |  | LABOUR
235 |  | For straightening, cutting, bending,
235 |  | binding and placing in position-
235 | 0102 | Blacksmith 1st class | day | 1.00 | 738.00 | 738.00
235 | 0114 | Beldar | day | 1.00 | 558.00 | 558.00
236 | 9999 | Sundries and binding wire | L.S. | 26.91 | 2.00 | 53.82
236 | TOTAL |  |  |  |  | 6241.51 | W
236 | Add 1 % Water charges on "W" |  |  |  |  | 62.42
236 | TOTAL |  |  |  |  | 6303.92 | X
236 |  | Add GST on "X" (multiplying factor
236 |  | 0.1405) 885.70
236 | TOTAL |  |  |  |  | 7189.62 | Y
236 | Add 15% CPOH on "Y" |  |  |  |  | 1078.44
236 | TOTAL |  |  |  |  | 8268.06 | Z
236 | Add Cess @ 1% on "Z" |  |  |  |  | 82.68
236 | Cost of one quintal |  |  |  |  | 8350.74
236 | Cost of 1 Kg. |  |  |  |  | 83.51
236 | Say |  |  |  |  | 83.50
236 |  | 5.22A Steel reinforcement for R.C.C. work including straightening, cutting, bending, placing
236 |  | in position and binding all complete above plinth level.
236 |  | 5.22A.1 Mild steel and Medium Tensile steel bars
236 |  | Details of cost for 1 quintal-
236 |  | MATERIAL
236 |  | Mild steel bars = 1.00 q
236 |  | Wastage 5% = 0.05 q
236 |  | Total = 1.05 q
236 | 1004 | Average rate of Mild steel round bars for reinforcements | quintal | 1.05 | 4500.00 | 4725.00
236 | 2205 | Carriage of Steel NOS/ 10 = 0.105 t | tonne | 0.105 | 92.24 | 9.69
236 | 9999 | Cover block | L.S. | 26.00 | 2.00 | 52.00
236 |  | LABOUR
236 |  | For straightening, cutting, bending,
236 |  | binding and placing in position-
236 | 0102 | Blacksmith 1st class | day | 1.00 | 738.00 | 738.00
236 | 0114 | Beldar | day | 1.00 | 558.00 | 558.00
236 | 9999 | Sundries and binding wire | L.S. | 26.91 | 2.00 | 53.82
236 | TOTAL |  |  |  |  | 6136.51 | W
236 | Add 1 % Water charges on "W" |  |  |  |  | 61.37
236 | TOTAL |  |  |  |  | 6197.87 | X
236 |  | Add GST on "X" (multiplying
236 |  | factor 0.1405) 870.80
236 | TOTAL |  |  |  |  | 7068.67 | Y
236 | Add 15% CPOH on "Y" |  |  |  |  | 1060.30
236 | TOTAL |  |  |  |  | 8128.97 | Z
236 | Add Cess @ 1% on "Z" |  |  |  |  | 81.29
236 | Cost of one quintal |  |  |  |  | 8210.26
236 | Cost of 1 Kg. |  |  |  |  | 82.10
236 | Say |  |  |  |  | 82.10
237 |  | 5.22A.2 Hard drawn steel wire
237 |  | Details of cost for 1 quintal-
237 |  | MATERIAL
237 |  | Hard drawn steel wire = 1.00 q
237 |  | Wastage 5% = 0.05 q
237 |  | Total = 1.05 q
237 | 1224 | Hard drawn steel wire | quintal | 1.05 | 4800.00 | 5040.00
237 | 2205 | Carriage of Steel | tonne | 0.105 | 92.24 | 9.69
237 |  | LABOUR
237 |  | For cutting and laying in position etc.-
237 | 0102 | Blacksmith 1st class | day | 1.00 | 738.00 | 738.00
237 | 0114 | Beldar | day | 1.00 | 558.00 | 558.00
237 | 9999 | Sundries | L.S. | 26.91 | 2.00 | 53.82
237 | TOTAL |  |  |  |  | 6399.51 W
237 | Add 1 % Water charges on "W" |  |  |  |  | 64.00
237 | TOTAL |  |  |  |  | 6463.50 | X
237 |  | Add GST on "X" (multiplying factor
237 |  | 0.1405) 908.12
237 | TOTAL |  |  |  |  | 7371.62 | Y
237 | Add 15% CPOH on "Y" |  |  |  |  | 1105.74
237 | TOTAL |  |  |  |  | 8477.37 | Z
237 | Add Cess @ 1% on "Z" |  |  |  |  | 84.77
237 | Cost of one quintal |  |  |  |  | 8562.14
237 | Cost of 1 Kg. |  |  |  |  | 85.62
237 | Say |  |  |  |  | 85.60
237 |  | 5.22A.3 Cold twisted bars
237 |  | Details of cost for 1 quintal-
237 |  | MATERIAL
237 |  | Deformed twisted steel bars = 1.00 q
237 |  | Wastage 5% = 0.05 q
237 |  | Total = 1.05q
237 | 1005 | Twisted steel / deformed bars | quintal | 1.05 | 4600.00 | 4830.00
237 | 2205 | Carriage of Steel | tonne | 0.105 | 92.24 | 9.69
237 | 9999 | Cover block | L.S. | 26.00 | 2.00 | 52.00
237 |  | LABOUR
237 |  | For straightening, cutting, bending,
237 |  | binding and placing in position-
237 | 0102 | Blacksmith 1st class | day | 1.00 | 738.00 | 738.00
237 | 0114 | Beldar | day | 1.00 | 558.00 | 558.00
237 | 9999 | Sundries and binding wire | L.S. | 26.91 | 2.00 | 53.82
237 | TOTAL |  |  |  |  | 6241.51 | W
237 | Add 1 % Water charges on "W" |  |  |  |  | 62.42
237 | TOTAL |  |  |  |  | 6303.92 | X
237 |  | Add GST on "X" (multiplying factor
237 |  | 0.1405) 885.70
237 | TOTAL |  |  |  |  | 7189.62 | Y
237 | Add 15% CPOH on "Y" |  |  |  |  | 1078.44
237 | TOTAL |  |  |  |  | 8268.06 | Z
237 | Add Cess @ 1% on "Z" |  |  |  |  | 82.68
237 | Cost of one quintal |  |  |  |  | 8350.74
237 | Cost of 1 Kg. |  |  |  |  | 83.51
237 | Say |  |  |  |  | 83.50
238 |  | 5.22A.4 Hot rolled deformed bars
238 |  | Details of cost for 1 quintal-
238 |  | MATERIAL
238 |  | Deformed twisted steel bars = 1.00 q
238 |  | Wastage 5% = 0.05 q
238 |  | Total = 1.05q
238 | 1005 | Twisted steel / deformed bars | quintal | 1.05 | 4600.00 | 4830.00
238 | 2205 | Carriage of Steel | tonne | 0.105 | 92.24 | 9.69
238 | 9999 | Cover block | L.S. | 26.00 | 2.00 | 52.00
238 |  | LABOUR
238 |  | For straightening, cutting, bending,
238 |  | binding and placing in position-
238 | 0102 | Blacksmith 1st class | day | 1.00 | 738.00 | 738.00
238 | 0114 | Beldar | day | 1.00 | 558.00 | 558.00
238 | 9999 | Sundries and binding wire | L.S. | 26.91 | 2.00 | 53.82
238 | TOTAL |  |  |  |  | 6241.51 | W
238 | Add 1 % Water charges on "W" |  |  |  |  | 62.42
238 | TOTAL |  |  |  |  | 6303.92 | X
238 |  | Add GST on "X" (multiplying factor
238 |  | 0.1405) 885.70
238 | TOTAL |  |  |  |  | 7189.62 | Y
238 | Add 15% CPOH on "Y" |  |  |  |  | 1078.44
238 | TOTAL |  |  |  |  | 8268.06 | Z
238 | Add Cess @ 1% on "Z" |  |  |  |  | 82.68
238 | Cost of one quintal |  |  |  |  | 8350.74
238 | Cost of 1 Kg. |  |  |  |  | 83.51
238 | Say |  |  |  |  | 83.50
238 |  | 5.22A.5 Hard drawn steel wire fabric
238 |  | Details of cost for 1 quintal-
238 |  | MATERIAL
238 |  | Hard drawn steel wire fabric 100kg,
238 |  | 7.75kg per sqm = 12.903 sqm.
238 |  | Add 5% wastage
238 |  | Total =13.548 sqm
238 | 1021 | Hard drawn steel wire fabric | sqm | 13.548 | 430.00 | 5825.64
238 | 2205 | Carriage of Steel | tonne | 0.105 | 92.24 | 9.69
238 | 9999 | Cover block | L.S. | 26.00 | 2.00 | 52.00
238 |  | LABOUR
238 |  | For cutting and laying in position.
238 | 0103 | Blacksmith 2nd class | day | 0.20 | 679.00 | 135.80
238 | 0114 | Beldar | day | 1.50 | 558.00 | 837.00
239 | 9999 | Sundries and binding wire | L.S. | 13.52 | 2.00 | 27.04
239 | TOTAL |  |  |  |  | 6887.17 | W
239 | Add 1 % Water charges on "W" |  |  |  |  | 68.87
239 | TOTAL |  |  |  |  | 6956.04 | X
239 |  | Add GST on "X" (multiplying factor
239 |  | 0.1405) 977.32
239 | TOTAL |  |  |  |  | 7933.36 | Y
239 | Add 15% CPOH on "Y" |  |  |  |  | 1190.00
239 | TOTAL |  |  |  |  | 9123.36 | Z
239 | Add Cess @ 1% on "Z" |  |  |  |  | 91.23
239 | Cost of one quintal |  |  |  |  | 9214.60
239 | Cost of 1 Kg. |  |  |  |  | 92.15
239 | Say |  |  |  |  | 92.15
239 |  | 5.22A.6 Thermo-Mechanically Treated bars of grade Fe-500D or more.
239 |  | Details of cost for 1 quintal-
239 |  | MATERIAL
239 |  | Deformed twisted steel bars = 1.00 q
239 |  | Wastage 5% = 0.05 q
239 |  | Total =1.05q
239 | 1005 | Twisted steel / deformed bars | quintal | 1.05 | 4600.00 | 4830.00
239 | 2205 | Carriage of Steel | tonne | 0.105 | 92.24 | 9.69
239 | 9999 | Cover block | L.S. | 26.00 | 2.00 | 52.00
239 |  | LABOUR
239 |  | For straightening, cutting, bending,
239 |  | binding and placing in position-
239 | 0102 | Blacksmith 1st class | day | 1.00 | 738.00 | 738.00
239 | 0114 | Beldar | day | 1.00 | 558.00 | 558.00
239 | 9999 | Sundries and binding wire | L.S. | 26.91 | 2.00 | 53.82
239 | TOTAL |  |  |  |  | 6241.51 | W
239 | Add 1 % Water charges on "W" |  |  |  |  | 62.42
239 | TOTAL |  |  |  |  | 6303.92 | X
239 |  | Add GST on "X" (multiplying factor
239 |  | 0.1405) 885.70
239 | TOTAL |  |  |  |  | 7189.62 | Y
239 | Add 15% CPOH on "Y" |  |  |  |  | 1078.44
239 | TOTAL |  |  |  |  | 8268.06 | Z
239 | Add Cess @ 1% on "Z" |  |  |  |  | 82.68
239 | Cost of one quintal |  |  |  |  | 8350.74
239 | Cost of 1 Kg. |  |  |  |  | 83.51
239 | Say |  |  |  |  | 83.50
239 |  | 5.22B Steel reinforcement for R.C.C. work ready to use "cut and bend" rebars of approved
239 |  | make from factory/workshop to construction site including placing in position and
239 |  | binding all complete upto plinth level.
239 |  | 5.22B.1 Thermo-Mechanically Treated bars of grade Fe-500D or more.
239 |  | Details of cost for 1 quintal-
240 |  | MATERIAL
240 |  | Deformed twisted steel bars = 1.00 q
240 | 1005 | Twisted steel / deformed bars | quintal | 1.00 | 4600.00 | 4600.00
240 | 2205 | Carriage of steel 1.0/10 = 0.1t | tonne | 0.100 | 92.24 | 9.22
240 | 9999 | Cover block | L.S. | 26.00 | 2.00 | 52.00
240 |  | LABOUR
240 | 9999 | For cut and bend | L.S. | 156 | 2.00 | 312.00
240 |  | For binding and placing in position
240 | 0102 | Blacksmith 1st class | day | 0.60 | 738.00 | 442.80
240 | 0114 | Beldar | day | 0.60 | 558.00 | 334.80
240 | 9999 | Sundries and binding wire | L.S. | 26.91 | 2.00 | 53.82
240 | TOTAL |  |  |  |  | 5804.64 | W
240 | Add 1 % Water charges |  |  |  |  | 58.05
240 | TOTAL |  |  |  |  | 5862.69 | X
240 |  | Add GST on "X" (multiplying factor
240 |  | 0.1405) 823.71
240 | TOTAL |  |  |  |  | 6686.40 | Y
240 | Add 15% CPOH on "Y" |  |  |  |  | 1002.96
240 | TOTAL |  |  |  |  | 7689.36 | Z
240 | Add Cess @1% on "Z" |  |  |  |  | 76.89
240 | Cost of one quintal |  |  |  |  | 7766.25
240 | Cost of 1 Kg. |  |  |  |  | 77.66
240 | Say |  |  |  |  | 77.65
240 |  | 5.22C Steel reinforcement for R.C.C. work ready to use "cut and bend" rebars of approved
240 |  | make from factory/workshop to construction site including placing in position and
240 |  | binding all complete above plinth level.
240 |  | 5.22C.1 Thermo-Mechanically Treated bars of grade Fe-500D or more.
240 |  | Details of cost for 1 quintal-
240 |  | MATERIAL
240 |  | Deformed twisted steel bars = 1.00 q
240 | 1005 | Twisted steel / deformed bars | quintal | 1.00 | 4600.00 | 4600.00
240 | 2205 | Carriage of steel 1.0/10 = 0.1t | tonne | 0.100 | 92.24 | 9.22
240 | 9999 | Cover block | L.S. | 26.00 | 2.00 | 52.00
240 |  | LABOUR
240 | 9999 | For cut and bend | L.S. | 156 | 2.00 | 312.00
240 |  | For binding and placing in position
240 | 0102 | Blacksmith 1st class | day | 0.60 | 738.00 | 442.80
240 | 0114 | Beldar | day | 0.60 | 558.00 | 334.80
240 | 9999 | Sundries and binding wire | L.S. | 26.91 | 2.00 | 53.82
240 | TOTAL |  |  |  |  | 5804.64 | W
240 | Add 1 % Water charges |  |  |  |  | 58.05
240 | TOTAL |  |  |  |  | 5862.69 | X
240 |  | Add GST on "X" (multiplying factor
240 |  | 0.1405) 823.71
240 | TOTAL |  |  |  |  | 6686.40 | Y
240 | Add 15% CPOH on "Y" |  |  |  |  | 1002.96
240 | TOTAL |  |  |  |  | 7689.36 | Z
240 | Add Cess @1% on "Z" |  |  |  |  | 76.89
240 | Cost of one quintal |  |  |  |  | 7766.25
240 | Cost of 1 Kg. |  |  |  |  | 77.66
240 | Say |  |  |  |  | 77.65
241 | 5.23 | Smooth finishing of the exposed surface of R.C.C. work with 6 mm thick cement mortar 1:3 (1 Cement : 3 fine sand). Details of cost for 10sqm. MATERIAL Cement mortar 1 : 3 (1 cement : 3 fine sand)
241 | 3.3 | Rate as per item No 3.3 of SH: Mortars | cum | 0.072 | 4183.05 | 301.18
241 | 0155 | Mason (average) | day | 0.51 | 709.00 | 361.59
241 | 0115 | Coolie | day | 0.75 | 558.00 | 418.50
241 | 0101 | Bhisti | day | 0.92 | 617.00 | 567.64
241 | 9999 | Extra for removing burrs, cleaning with wire brushes pock marking with pointed tool etc. complete | L.S. | 13.39 | 2.00 | 26.78
241 | 9999 | Scaffolding and Sundries | L.S. | 11.70 | 2.00 | 23.40
241 | TOTAL |  |  |  |  | 1699.09 W
241 | Add 1 % Water charges on "W" |  |  |  |  | 16.99
241 | TOTAL |  |  |  |  | 1716.08 | X
241 |  | Add GST on "X" (multiplying factor
241 |  | 0.1405) 241.11
241 | TOTAL |  |  |  |  | 1957.19 | Y
241 | Add 15% CPOH on "Y" |  |  |  |  | 293.58
241 | TOTAL |  |  |  |  | 2250.77 | Z
241 | Add Cess @ 1% on "Z" |  |  |  |  | 22.51
241 | Cost of 10 Sqm. |  |  |  |  | 2273.28
241 |  | Cost per sqm. 227.33
241 | Say |  |  |  |  | 227.35
241 | 5.24 | Extra for rendering smooth the top of suspended floors, landings and staircases (treads and risers) with cement mortar 1:2 (1 cement : 2 coarse sand), including a floating coat of neat cement and protecting the surface with a layer of 7.5 cm of earth laid over 15 mm of fine sand in case of suspended floor and bricks laid in mud mortar in case of landings and steps, including subsequent removal and cleaning of the same. Details of cost for 10sqm. MATERIAL Cement mortar 1:2 (1 Cement : 2 Coarse sand)
241 | 3.7 | Rate as per item No 3.7 of SH: Mortars | cum | 0.03 | 5345.55 | 160.37
241 | 0367 | Portland Cement | tonne | 0.0213 | 4940.00 | 105.22
241 | 2209 | Carriage of Cement | tonne | 0.0213 | 92.24 | 1.96
241 |  | LABOUR
241 | 0123 | Mason (brick layer) 1st class | day | 0.20 | 738.00 | 147.60
241 | 0124 | Mason (brick layer) 2nd class | day | 0.20 | 679.00 | 135.80
241 | 0114 | Beldar | day | 0.25 | 558.00 | 139.50
241 | 9999 | Spreading earth on floor (7.5mm thick) | L.S. | 35.49 | 2.00 | 70.98
241 |  | Spreading sand 15mm thick on floor
241 | 0983 | Fine sand (zone IV) | cum | 0.15 | 900.00 | 135.00
241 | 2261 | Carriage of Fine sand (1 part badarpur sand : 2 parts jamuna sand) | cum | 0.15 | 103.77 | 15.57
242 | 9999 | Disposal of earth spread over floor protectIron | L.S. | 5.33 | 2.00 | 10.66
242 | 9999 | Sundries | L.S. | 6.24 | 2.00 | 12.48
242 | TOTAL |  |  |  |  | 935.14 W
242 | Add 1 % Water charges on "W" |  |  |  |  | 9.35
242 | TOTAL |  |  |  |  | 944.49 | X
242 |  | Add GST on "X" (multiplying factor
242 |  | 0.1405) 132.70
242 | TOTAL |  |  |  |  | 1077.19 | Y
242 | Add 15% CPOH on "Y" |  |  |  |  | 161.58
242 | TOTAL |  |  |  |  | 1238.77 | Z
242 | Add Cess @ 1% on "Z" |  |  |  |  | 12.39
242 | Cost of 10 Sqm. |  |  |  |  | 1251.16
242 |  | Cost per sqm. 125.12
242 | Say |  |  |  |  | 125.10
242 | 5.25 | Providing and fixing in position copper plate as per design for expansion joints. Details of cost for 10.56 kg Considering 3.0 m length, width 250mm and 1.6 mm thick = 0.750 sqm copper plate. Weight of copper plate @ 14.08 kg/m2 10.56kg
242 | 0967 | Copper plate | kilogram | 10.56 | 527.00 | 5565.12
242 |  | LABOUR
242 | 0103 | Blacksmith 2nd class | day | 0.25 | 679.00 | 169.75
242 | 9999 | Sundries | L.S. | 6.24 | 2.00 | 12.48
242 | TOTAL |  |  |  |  | 5747.35 W
242 | Add 1 % Water charges on "W" |  |  |  |  | 57.47
242 | TOTAL |  |  |  |  | 5804.82 | X
242 |  | Add GST on "X" (multiplying factor
242 |  | 0.1405) 815.58
242 | TOTAL |  |  |  |  | 6620.40 | Y
242 | Add 15% CPOH on "Y" |  |  |  |  | 993.06
242 | TOTAL |  |  |  |  | 7613.46 | Z
242 | Add Cess @ 1% on "Z" |  |  |  |  | 76.13
242 | Cost of 10.56 kg |  |  |  |  | 7689.60
242 |  | Cost per kg. 728.18
242 | Say |  |  |  |  | 728.20
242 | 5.26 | Providing and filling in position, blown bitumen in expansion joints. Details of cost for a joint of 300m length, 2.5cm width and 15cm depth = 1.125 cum Cubical content of joint- 300x0.025x0.150=1.125 cum.
243 |  | MATERIAL
243 |  | Bitumen 85/25 @ 1050kg per cum.
243 |  | 1.125x1050kg = 1181.25kg
243 |  | Add wastage @ 5% = 59.06 kg.
243 |  | = 1240.31 = 1.240 tonne
243 | 0313 | Blown type petroleum bitumen of penetration 85/25 of approved quality | tonne | 1.24 | 34000.00 | 42160.00
243 | 2211 | Carriage of Tar/ bitumen | tonne | 1.24 | 103.77 | 128.67
243 | 0370 | Coal (steam) | quintal | 2.480 | 440.00 | 1091.20
243 |  | For heating of bitumen @ 2.0 quintal
243 |  | per tonne of bitumen.
243 |  | 1.240x2.0=2.48q=0.248t
243 | 2200 | Carriage of steam coal | tonne | 0.248 | 120.00 | 29.76
243 |  | LABOUR
243 |  | Labour for heating, mixing and filling-
243 | 0123 | Mason (brick layer) 1st class | day | 2.52 | 738.00 | 1859.76
243 | 0124 | Mason (brick layer) 2nd class | day | 2.52 | 679.00 | 1711.08
243 | 0114 | Beldar | day | 8.06 | 558.00 | 4497.48
243 | 9999 | Sundries | L.S. | 121.16 | 2.00 | 242.32
243 | TOTAL |  |  |  |  | 51720.27 W
243 | Add 1 % Water charges on "W" |  |  |  |  | 517.20
243 | TOTAL |  |  |  |  | 52237.48 | X
243 |  | Add GST on "X" (multiplying factor
243 |  | 0.1405) 7339.37
243 | TOTAL |  |  |  |  | 59576.84 | Y
243 | Add 15% CPOH on "Y" |  |  |  |  | 8936.53
243 | TOTAL |  |  |  |  | 68513.37 | Z
243 | Add Cess @ 1% on "Z" |  |  |  |  | 685.13
243 |  | Cost for 1.125 cum 69198.50
243 |  | cost for 1.00cum 61509.78
243 | Say |  |  |  |  | 61509.80
243 | 5.27 | Providing and filling in position bitumen mix filler of Proportion 80 kg. of hot bitumen, 1 kg. of cement and 0.25 cubic metre of coarse sand for expansion joints. Details of cost for a joint of 300m length,2.5cm width and 15cm depth = 1.125 cum Cubical content of joints- 300x0.150x0.025=1.125cum. MATERIAL Bitumen S-90 = 256.30 kg per cum. 256.30x1.125 = 288.34 kg. Add for wastage @ 5% = 14.42 kg. Total = 302.76 kg. or = 0.303 tonne.
243 | 0309 | Paving bitumen VG-10 of approved quality | tonne | 0.303 | 25614.00 | 7761.04
243 | 2211 | Carriage of Tar bitumen | tonne | 0.303 | 103.77 | 31.44
243 | 0370 | Coal (steam) | quintal | 0.606 | 440.00 | 266.64
243 |  | for heating of bitumen @ 2.0 quintal
243 |  | pertonne of bitumen, i.e.
243 |  | 0.303x2.0=0.606q
244 | 2200 | Carriage of steam coal | tonne | 0.061 | 120.00 | 7.32
244 | 0367 | Portland Cement | tonne | 0.0036 | 4940.00 | 17.78
244 |  | 1/80x288.34=3.6 kg = 0.0036 Tonne
244 | 2209 | Carriage of Cement | tonne | 0.0036 | 92.24 | 0.33
244 | 0982 | Coarse sand (zone III) | cum | 0.90 | 1350.00 | 1215.00
244 |  | 1/4th of the quantity of cement in
244 |  | kg = 3.6/4= 0.90 cum
244 | 2203 | Carriage of Coarse sand | cum | 0.90 | 103.77 | 93.39
244 |  | LABOUR
244 |  | Labour for heating and filling :
244 | 0123 | Mason (brick layer) 1st class | day | 2.52 | 738.00 | 1859.76
244 | 0124 | Mason (brick layer) 2nd class | day | 2.52 | 679.00 | 1711.08
244 | 0114 | Beldar | day | 8.06 | 558.00 | 4497.48
244 | 9999 | Sundries | L.S. | 121.16 | 2.00 | 242.32
244 | TOTAL |  |  |  |  | 17703.59 W
244 | Add 1 % Water charges on "W" |  |  |  |  | 177.04
244 | TOTAL |  |  |  |  | 17880.63 | X
244 |  | Add GST on "X" (multiplying factor
244 |  | 0.1405) 2512.23
244 | TOTAL |  |  |  |  | 20392.86 | Y
244 | Add 15% CPOH on "Y" |  |  |  |  | 3058.93
244 | TOTAL |  |  |  |  | 23451.79 | Z
244 | Add Cess @ 1% on "Z" |  |  |  |  | 234.52
244 |  | Cost for 1.125 cum 23686.30
244 |  | cost for 1.00cum 21054.49
244 | Say |  |  |  |  | 21054.50
244 | 5.28 | Providing and fixing in position 12mm thick bitumen impregnated fiber board conforming to IS: 1838, including cost of primer, sealing compound Grade-A in expansion joints. Details of cost for joint 100m long 10cm deep = 10 sqm MATERIAL (i) Impregnated fibre board 1x100x0.075=7.5sqm
244 | 0339 | Flame retardent face insulating, Impregnated fibre board 12 mm thick | sqm | 7.50 | 375.00 | 2812.50
244 |  | (ii) Primer 80m/litter 100m=
244 |  | 100/80 x1=1.25 lit
244 | 0316 | Bitumen solution primer of approved quality | litre | 1.25 | 45.00 | 56.25
244 |  | (iii) Sealing compound @ 3 m per
244 |  | litre for
244 |  | 100m = 100/3x1 =33.3 litres
244 |  | Wastage @ 5% = 1.67
244 |  | Total = 35.00 litre
244 |  | (1 litre = 0.9 kg) = 35.00x0.9 = 31.5 kg
244 | 0314 | Bitumen hot sealing compound : grade A | kilogram | 31.50 | 28.00 | 882.00
244 | 9977 | Carriage | L.S. | 26.91 | 2.00 | 53.82
245 |  | LABOUR
245 | 0123 | Mason (brick layer) 1st class | day | 0.12 | 738.00 | 88.56
245 | 0124 | Mason (brick layer) 2nd class | day | 0.12 | 679.00 | 81.48
245 | 0114 | Beldar | day | 0.25 | 558.00 | 139.50
245 | 9999 | Sundries | L.S. | 26.91 | 2.00 | 53.82
245 | TOTAL |  |  |  |  | 4167.93 W
245 | Add 1 % Water charges on "W" |  |  |  |  | 41.68
245 | TOTAL |  |  |  |  | 4209.61 | X
245 |  | Add GST on "X" (multiplying factor
245 |  | 0.1405) 591.45
245 | TOTAL |  |  |  |  | 4801.06 | Y
245 | Add 15% CPOH on "Y" |  |  |  |  | 720.16
245 | TOTAL |  |  |  |  | 5521.22 | Z
245 | Add Cess @ 1% on "Z" |  |  |  |  | 55.21
245 |  | Cost for 100m long 10cm deep 5576.43
245 | Say |  |  |  |  | 557.65
245 | 5.29 | Providing and fixing sheet covering over expansion joints with iron screws as per design.
245 | 5.29.1 | Non-asbestos fibre cement board 6 mm thick as per IS: 14862.
245 | 5.29.1.1 | 150mm wide Details of cost for 3m length MATERIAL
245 | 0236 | Non - Asbestos multi purpose fibre (high impact poly propelene reinforced) cement board 6mm thick. | sqm | 0.47 | 210.00 | 98.70
245 | 2273 | Carriage of A.C.sheet and accessories | tonne | 0.0049 | 92.24 | 0.45
245 |  | 0.45sqm = 0.0049 tonne
245 | 9999 | 50mm iron screws with washer and rawl plugs | L.S. | 40.30 | 2.00 | 80.60
245 |  | LABOUR
245 | 0112 | Carpenter 2nd class | day | 0.20 | 679.00 | 135.80
245 | 0114 | Beldar | day | 0.20 | 558.00 | 111.60
245 | TOTAL |  |  |  |  | 427.15 W
245 | Add 1 % Water charges on "W" |  |  |  |  | 4.27
245 | TOTAL |  |  |  |  | 431.42 | X
245 |  | Add GST on "X" (multiplying factor
245 |  | 0.1405) 60.62
245 | TOTAL |  |  |  |  | 492.04 | Y
245 | Add 15% CPOH on "Y" |  |  |  |  | 73.81
245 | TOTAL |  |  |  |  | 565.84 | Z
245 | Add Cess @ 1% on "Z" |  |  |  |  | 5.66
245 |  | Cost for 3 metre 571.50
245 |  | Cost per metre 190.50
245 | Say |  |  |  |  | 190.50
246 | 5.29.1.2 | 200mm wide Details of cost for 3m length MATERIAL
246 | 0236 | Non - Asbestos multi purpose fibre (high impact poly propelene reinforced) cement board 6mm thick. | sqm | 0.63 | 210.00 | 132.30
246 | 2273 | Carriage of A.C.sheet and accessories | tonne | 0.0065 | 92.24 | 0.60
246 |  | 0.60sqm. = 0.0065 tonne
246 | 9999 | 50mm iron screws with washer and rawl plugs | L.S. | 53.82 | 2.00 | 107.64
246 |  | LABOUR
246 | 0112 | Carpenter 2nd class | day | 0.27 | 679.00 | 183.33
246 | 0114 | Beldar | day | 0.27 | 558.00 | 150.66
246 | TOTAL |  |  |  |  | 574.53 W
246 | Add 1 % Water charges on "W" |  |  |  |  | 5.75
246 | TOTAL |  |  |  |  | 580.27 | X
246 |  | Add GST on "X" (multiplying factor
246 |  | 0.1405) 81.53
246 | TOTAL |  |  |  |  | 661.80 | Y
246 | Add 15% CPOH on "Y" |  |  |  |  | 99.27
246 | TOTAL |  |  |  |  | 761.07 | Z
246 | Add Cess @ 1% on "Z" |  |  |  |  | 7.61
246 |  | Cost for 3 metre 768.68
246 |  | Cost per metre 256.23
246 | Say |  |  |  |  | 256.25
246 | 5.29.2 | Aluminium fluted strips 3.15 mm thick.
246 | 5.29.2.1 | 150 mm wide Details of cost for 1 meter MATERIAL
246 | 2391 | Strips-Aluminium fluted 3.15mm thick and 150mm wide | metre | 1.00 | 278.00 | 278.00
246 | 0639 | Bright finished or black enamelled mild steel screws 25 mm | 100 Nos | 0.06 | 36.00 | 2.16
246 | 9977 | Carriage of materials | L.S. | 1.04 | 2.00 | 2.08
246 |  | LABOUR
246 | 0112 | Carpenter 2nd class | day | 0.067 | 679.00 | 45.49
246 | 0114 | Beldar | day | 0.067 | 558.00 | 37.39
246 | 9999 | Sundries | L.S. | 1.82 | 2.00 | 3.64
246 | TOTAL |  |  |  |  | 368.76 W
246 | Add 1 % Water charges on "W" |  |  |  |  | 3.69
246 | TOTAL |  |  |  |  | 372.45 | X
246 |  | Add GST on "X" (multiplying factor
246 |  | 0.1405) 52.33
246 | TOTAL |  |  |  |  | 424.78 | Y
246 | Add 15% CPOH on "Y" |  |  |  |  | 63.72
246 | TOTAL |  |  |  |  | 488.49 | Z
246 | Add Cess @ 1% on "Z" |  |  |  |  | 4.88
246 |  | Cost for 1 metre 493.38
246 | Say |  |  |  |  | 493.40
247 | 5.29.2.2 | 200 mm wide Details of cost for 1 meter MATERIAL
247 | 2392 | Strips Aluminium fluted 3.15mm thick and 200mm wide metre | metre | 1.00 | 370.00 | 370.00
247 | 0639 | Bright finished or black enamelled mild steel screws 25 mm | 100 Nos | 0.06 | 36.00 | 2.16
247 | 9977 | Carriage of materials | L.S. | 1.30 | 2.00 | 2.60
247 |  | LABOUR
247 | 0112 | Carpenter 2nd class | day | 0.089 | 679.00 | 60.43
247 | 0114 | Beldar | day | 0.089 | 558.00 | 49.66
247 | 9999 | Sundries | L.S. | 2.34 | 2.00 | 4.68
247 | TOTAL |  |  |  |  | 489.53 W
247 | Add 1 % Water charges on "W" |  |  |  |  | 4.90
247 | TOTAL |  |  |  |  | 494.43 | X
247 |  | Add GST on "X" (multiplying factor
247 |  | 0.1405) 69.47
247 | TOTAL |  |  |  |  | 563.90 | Y
247 | Add 15% CPOH on "Y" |  |  |  |  | 84.58
247 | TOTAL |  |  |  |  | 648.48 | Z
247 | Add Cess @ 1% on "Z" |  |  |  |  | 6.48
247 |  | Cost for 1 metre 654.96
247 | Say |  |  |  |  | 654.95
247 | 5.29.3 | Cement bonded wood particle board 6mm thick as per IS : 14276
247 | 5.29.3.1 | 150 mm wide Details of cost for 3 metre MATERIAL:
247 | 0242 | Multi purpose cement bonded wood particle board 6 mm thick | sqm | 0.47 | 195.00 | 91.65
247 | 2273 | Carriage of board and accessories | tonne | 0.005 | 92.24 | 0.46
247 |  | 0.45sqm = 0.0049 tonne
247 | 9999 | 50mm iron screws with washer and rawl plugs | L.S | 40.30 | 2.00 | 80.60
247 |  | LABOUR:
247 | 0112 | Carpenter 2nd class | day | 0.20 | 679.00 | 135.80
247 | 0114 | Beldar | day | 0.20 | 558.00 | 111.60
247 | TOTAL |  |  |  |  | 420.11 W
247 | Add 1 % Water charges on "W" |  |  |  |  | 4.20
247 | TOTAL |  |  |  |  | 424.31 | X
247 |  | Add GST on "X" (multiplying factor
247 |  | 0.1405) 59.62
247 | TOTAL |  |  |  |  | 483.93 | Y
247 | Add 15% CPOH on "Y" |  |  |  |  | 72.59
247 | TOTAL |  |  |  |  | 556.52 | Z
247 | Add Cess @ 1% on "Z" |  |  |  |  | 5.57
247 | Cost of 3 metre |  |  |  |  | 562.08
247 | Cost of 1 metre |  |  |  |  | 187.36
247 | Say |  |  |  |  | 187.35
248 | 5.29.3.2 | 200 mm wide Details of cost for 3m length MATERIAL:
248 | 0242 | Multi purpose cement bonded wood particle board 6 mm thick | sqm | 0.63 | 195.00 | 122.85
248 | 2273 | Carriage of board and accessories | tonne | 0.0065 | 92.24 | 0.60
248 |  | 0.60sqm = 0.0060 tonne
248 | 9999 | 50mm iron screws with washer and rawl plugs | L.S | 53.82 | 2.00 | 107.64
248 |  | LABOUR:
248 | 0112 | Carpenter 2nd class | day | 0.27 | 679.00 | 183.33
248 | 0114 | Beldar | day | 0.27 | 558.00 | 150.66
248 | TOTAL |  |  |  |  | 565.08 W
248 | Add 1 % Water charges on "W" |  |  |  |  | 5.65
248 | TOTAL |  |  |  |  | 570.73 | X
248 |  | Add GST on "X" (multiplying factor
248 |  | 0.1405) 80.19
248 | TOTAL |  |  |  |  | 650.92 | Y
248 | Add 15% CPOH on "Y" |  |  |  |  | 97.64
248 | TOTAL |  |  |  |  | 748.56 | Z
248 | Add Cess @ 1% on "Z" |  |  |  |  | 7.49
248 | Cost of 3 metre |  |  |  |  | 756.04
248 | Cost of 1 metre |  |  |  |  | 252.01
248 | Say |  |  |  |  | 252.00
248 | 5.30 | Add for plaster drip course/ groove in plastered surface or moulding to R.C.C. projections. Details of cost for 30 metre long throating or plaster or moulding- LABOUR
248 | 0123 | Mason (brick layer) 1st class | day | 0.50 | 738.00 | 369.00
248 | 0124 | Mason (brick layer) 2nd class | day | 0.50 | 679.00 | 339.50
248 | 0115 | Coolie | day | 1.00 | 558.00 | 558.00
248 | 9999 | Add for materials (cement mortar etc.) | L.S. | 26.91 | 2.00 | 53.82
248 | TOTAL |  |  |  |  | 1320.32 W
248 | Add 1 % Water charges on "W" |  |  |  |  | 13.20
248 | TOTAL |  |  |  |  | 1333.52 | X
248 |  | Add GST on "X" (multiplying factor
248 |  | 0.1405) 187.36
248 | TOTAL |  |  |  |  | 1520.88 | Y
248 | Add 15% CPOH on "Y" |  |  |  |  | 228.13
248 | TOTAL |  |  |  |  | 1749.02 | Z
248 | Add Cess @ 1% on "Z" |  |  |  |  | 17.49
248 |  | Cost for 30 metre 1766.51
248 |  | Cost per metre 58.88
248 | Say |  |  |  |  | 58.90
249 | 5.31 | Extra for laying reinforced cement concrete in or under water and/ or liquid mud, including cost of pumping or bailing out water and removing slush etc., complete. Note For Item No. 5.31:- The quantity will be calculated by multiplying the depth measured from the subsoil water level up to the centre of gravity of the R.C.C. under subsoil water with the quantity of R.C.C. in cubic metre executed under subsoil water. The depth of centre of gravity shall be reckoned correct to 0.1 m. 0.05 m or more shall be taken as 0.1 m and less than 0.05 m ignored. No extra payment shall be made for placing reinforcement or centering & shuttering under sub - soil water conditions. Details of cost for depth of water 0.30m. Quantity of concrete = 14 cum. Analysis same as per item number 4.15 pumping hours = 3 hrs. or 0.375 day.
249 | 0011 | Hire charges of Pumpset of capacity 4000 litres/hour. for cleaning slush | day | 0.375 | 700.00 | 262.50
249 | 0114 | Beldar | day | 4.00 | 558.00 | 2232.00
249 | TOTAL |  |  |  |  | 2494.50 W
249 | Add 1 % Water charges on "W" |  |  |  |  | 24.95
249 | TOTAL |  |  |  |  | 2519.45 | X
249 |  | Add GST on "X" (multiplying factor
249 |  | 0.1405) 353.98
249 | TOTAL |  |  |  |  | 2873.43 | Y
249 | Add 15% CPOH on "Y" |  |  |  |  | 431.01
249 | TOTAL |  |  |  |  | 3304.44 | Z
249 | Add Cess @ 1% on "Z" |  |  |  |  | 33.04
249 | Cost of 14cum. per 0.30m depth |  |  |  |  | 3337.49
249 | Cost of cum. per m depth |  |  |  |  | 794.64
249 | Say |  |  |  |  | 794.65
249 | 5.32 | Extra for laying reinforced cement concrete in or under foul positions. Details of cost for depth of water 0.30m. Details of cost for 1 cum. ANALYSIS SAME AS ITEM NO 4.16 Extra labour due to slow progress-
249 | 0123 | Mason (brick layer) 1st class | day | 0.02 | 738.00 | 14.76
249 | 0124 | Mason (brick layer) 2nd class | day | 0.02 | 679.00 | 13.58
249 | 0114 | Beldar | day | 0.25 | 558.00 | 139.50
249 | 0115 | Coolie | day | 0.15 | 558.00 | 83.70
249 | TOTAL |  |  |  |  | 251.54 W
249 | Add 1 % Water charges on "W" |  |  |  |  | 2.52
249 | TOTAL |  |  |  |  | 254.06 | X
249 |  | Add GST on "X" (multiplying
249 |  | factor 0.1405) 35.69
249 | TOTAL |  |  |  |  | 289.75 | Y
249 | Add 15% CPOH on "Y" |  |  |  |  | 43.46
249 | TOTAL |  |  |  |  | 333.21 | Z
249 | Add Cess @ 1% on "Z" |  |  |  |  | 3.33
249 |  | Cost for 1 cum. 336.54
249 | Say |  |  |  |  | 336.55
250 | 5.33 | Providing and laying in position machine batched and machine mixed design mix M-25 grade cement concrete for reinforced cement concrete work, using cement content as per approved design mix, including pumping of concrete to site of laying but excluding the cost of centering, shuttering, finishing and reinforcement, including admixtures in recommended proportions as per IS: 9103 to accelerate, retard setting of concrete, improve workability without impairing strength and durability as per direction of Engineer-in-charge. (Note :- Cement content considered in this item is @ 330 kg/cum. Excess/ less cement used as per design mix is payable/recoverable separately).
250 | 5.33.1 | All works upto plinth level Details of cost for 1.00 cum MATERIAL
250 | 0295 | Stone Aggregate (Single size) : 20 mm nominal size | cum | 0.57 | 1350.00 | 769.50
250 | 0297 | Stone Aggregate (Single size) : 10 mm nominal size | cum | 0.28 | 1350.00 | 378.00
250 | 2202 | Carriage of Stone aggregate below 40 mm nominal size | cum | 0.85 | 103.77 | 88.20
250 | 0982 | Coarse sand (zone III) | cum | 0.425 | 1350.00 | 573.75
250 | 2203 | Carriage of Coarse sand | cum | 0.425 | 103.77 | 44.10
250 | 0367 | Portland Cement | tonne | 0.33 | 4940.00 | 1630.20
250 | 2209 | Carriage of Cement | tonne | 0.33 | 92.24 | 30.44
250 | 7318 | Plasticizer / super plasticizer | kilogram | 1.65 | 36.00 | 59.40
250 |  | 0.50% of cement
250 |  | Production cost, pumping to respective
250 |  | floors and laying in position
250 | 0004 | Production cost of concrete by batch mix plant. | cum | 1.00 | 350.00 | 350.00
250 | 0009 | Pumping charges of concrete including Hire charges of pump, piping work & accessories etc. | cum | 1.00 | 210.00 | 210.00
250 |  | LABOUR
250 |  | Labour for pouring, consolidating &
250 |  | curing
250 | 0155 | Mason (average) | day | 0.17 | 709.00 | 120.53
250 | 0114 | Beldar | day | 2.00 | 558.00 | 1116.00
250 | 0101 | Bhisti | day | 0.90 | 617.00 | 555.30
250 | 0012 | Vibrator(Needle type 40mm) | day | 0.07 | 370.00 | 25.90
250 | 9999 | Sundries | L.S. | 13.00 | 2.00 | 26.00
250 | TOTAL |  |  |  |  | 5977.33 W
250 | Add 1 % Water charges on "W" |  |  |  |  | 59.77
250 | TOTAL |  |  |  |  | 6037.10 | X
250 |  | Add GST on "X" (multiplying factor
250 |  | 0.1405) 848.21
250 | TOTAL |  |  |  |  | 6885.31 Y
250 | Add 15% CPOH on "Y" |  |  |  |  | 1032.80
250 | TOTAL |  |  |  |  | 7918.11 | Z
250 | Add Cess @ 1% on "Z" |  |  |  |  | 79.18
250 |  | Cost per 1.00 cum 7997.29
250 | Say |  |  |  |  | 7997.30
251 | 5.33.2 | All works above plinth level upto floor V level Details of cost for 1.00 cum MATERIAL
251 | 0295 | Stone Aggregate (Single size) : 20 mm nominal size | cum | 0.57 | 1350.00 | 769.50
251 | 0297 | Stone Aggregate (Single size) : 10 mm nominal size | cum | 0.28 | 1350.00 | 378.00
251 | 2202 | Carriage of Stone aggregate below 40 mm nominal size | cum | 0.85 | 103.77 | 88.20
251 | 0982 | Coarse sand (zone III) | cum | 0.425 | 1350.00 | 573.75
251 | 2203 | Carriage of Coarse sand | cum | 0.425 | 103.77 | 44.10
251 | 0367 | Portland cement | tonne | 0.33 | 4940.00 | 1630.20
251 | 2209 | Carriage of Cement | tonne | 0.33 | 92.24 | 30.44
251 | 7318 | Plasticizer / super plasticizer | kilogram | 1.65 | 36.00 | 59.40
251 |  | 0.50% of cement
251 |  | Production cost, pumping to
251 |  | respective floors and laying in
251 |  | position
251 | 0004 | Production cost of concrete by batch mix plant. | cum | 1.00 | 350.00 | 350.00
251 | 0009 | Pumping charges of concrete including Hire charges of pump, piping work & accessories etc. | cum | 1.00 | 210.00 | 210.00
251 |  | Labour for pouring, consolidating &
251 |  | curing
251 | 0155 | Mason (average) | day | 0.17 | 709.00 | 120.53
251 | 0114 | Beldar | day | 2.00 | 558.00 | 1116.00
251 | 0101 | Bhisti | day | 0.90 | 617.00 | 555.30
251 | 0012 | Vibrator(Needle type 40mm) | day | 0.07 | 370.00 | 25.90
251 | 9999 | Sundries | L.S. | 13.00 | 2.00 | 26.00
251 |  | (Extra labour for lifting material upto
251 |  | floor V level : = 0.75 x 2.5 = 1.88)
251 | 0115 | Coolie | day | 1.88 | 558.00 | 1049.04
251 | TOTAL |  |  |  |  | 7026.37 W
251 | Add 1 % Water charges on "W" |  |  |  |  | 70.26
251 | TOTAL |  |  |  |  | 7096.63 | X
251 |  | Add GST on "X" (multiplying factor
251 |  | 0.1405) 997.08
251 | TOTAL |  |  |  |  | 8093.71 | Y
251 | Add 15% CPOH on "Y" |  |  |  |  | 1214.06
251 | TOTAL |  |  |  |  | 9307.76 | Z
251 | Add Cess @ 1% on "Z" |  |  |  |  | 93.08
251 |  | Cost per 1.00 cum 9400.84
251 | Say |  |  |  |  | 9400.85
251 | 5.34 | Extra for providing richer mixes at all floor levels. Note:- Excess/less cement over the specified cement content used is payable / recoverable separately.
251 | 5.34.1 | Providing M-30 grade concrete instead of M-25 grade BMC/ RMC. (Note:- Cement content considered in M-30 is @ 340 kg/cum) Details of cost for 1 cum.
252 |  | Cement for M-30 mix = 0.340 t
252 |  | Cement for M-25 mix = 0.330 t
252 |  | Difference = 0.010 t
252 | 0367 | Portland Cement | tonne | 0.01 | 4940.00 | 49.40
252 | 2209 | Carriage of Cement | tonne | 0.01 | 92.24 | 0.92
252 |  | Plasticizer for M-30 mix = 1.70 Kg
252 |  | Plasticizer for M-25 mix = 1.65 Kg
252 |  | Difference = 0.05 kg
252 | 7318 | Plasticizer / super plasticizer | kilogram | 0.05 | 36.00 | 1.80
252 | TOTAL |  |  |  |  | 52.12 W
252 | Add 1 % Water charges on "W" |  |  |  |  | 0.52
252 | TOTAL |  |  |  |  | 52.64 | X
252 |  | Add GST on "X" (multiplying factor
252 |  | 0.1405) 7.40
252 | TOTAL |  |  |  |  | 60.04 | Y
252 | Add 15% CPOH on "Y" |  |  |  |  | 9.01
252 | TOTAL |  |  |  |  | 69.05 | Z
252 | Add Cess @ 1% on "Z" |  |  |  |  | 0.69
252 |  | Cost per cum. 69.74
252 | Say |  |  |  |  | 69.75
252 | 5.34.2 | Providing M-35 grade concrete instead of M-25 grade BMC/ RMC. (Note : Cement content considered in M-35 is @ 350 kg/ cum) Details of cost for 1 cum. Cement for M-35 mix = 0.350 t Cement for M-25 mix = 0.330 t Difference 0.020 t
252 | 0367 | Portland Cement | tonne | 0.02 | 4940.00 | 98.80
252 | 2209 | Carriage of Cement | tonne | 0.02 | 92.24 | 1.84
252 |  | Plasticizer for M-35 mix = 1.75 Kg
252 |  | Plasticizer for M-25mix = 1.65 Kg
252 |  | Difference = 0.10 kg
252 | 7318 | Plasticizer / super plasticizer | kilogram | 0.10 | 36.00 | 3.60
252 | TOTAL |  |  |  |  | 104.24 W
252 | Add 1 % Water charges on "W" |  |  |  |  | 1.04
252 | TOTAL |  |  |  |  | 105.29 | X
252 |  | Add GST on "X" (multiplying factor
252 |  | 0.1405) 14.79
252 | TOTAL |  |  |  |  | 120.08 | Y
252 | Add 15% CPOH on "Y" |  |  |  |  | 18.01
252 | TOTAL |  |  |  |  | 138.09 | Z
252 | Add Cess @ 1% on "Z" |  |  |  |  | 1.38
252 |  | Cost per cum. 139.47
252 | Say |  |  |  |  | 139.45
253 | 5.34.3 | Providing M-40 grade concrete instead of M-25 grade BMC/ RMC.(Note : Cement content considered in M-40 is @ 360 kg/ cum) Details of cost for 1 cum. Cement for M-40 mix = 0.360 t Cement for M-25 mix = 0.330 t Difference = 0.030 t
253 | 0367 | Portland Cement | tonne | 0.03 | 4940.00 | 148.20
253 | 2209 | Carriage of Cement | tonne | 0.03 | 92.24 | 2.77
253 |  | Plasticizer for M-40 mix = 1.80 Kg
253 |  | Plasticizer for M-25 mix = 1.65 Kg
253 |  | Difference = 0.15 kg
253 | 7318 | Plasticizer / super plasticizer | kilogram | 0.15 | 36.00 | 5.40
253 | TOTAL |  |  |  |  | 156.37 W
253 | Add 1 % Water charges on "W" |  |  |  |  | 1.56
253 | TOTAL |  |  |  |  | 157.93 | X
253 |  | Add GST on "X" (multiplying factor
253 |  | 0.1405) 22.19
253 | TOTAL |  |  |  |  | 180.12 | Y
253 | Add 15% CPOH on "Y" |  |  |  |  | 27.02
253 | TOTAL |  |  |  |  | 207.14 | Z
253 | Add Cess @ 1% on "Z" |  |  |  |  | 2.07
253 |  | Cost per cum. 209.21
253 | Say |  |  |  |  | 209.20
253 | 5.35 | Add for using extra cement in the items of design mix over and above the specified cement content therein. Details of cost for 1 quintal
253 | 0367 | Portland Cement | tonne | 0.10 | 4940.00 | 494.00
253 | 2209 | Carriage of Cement | tonne | 0.10 | 92.24 | 9.22
253 | TOTAL |  |  |  |  | 503.22 | W
253 | Add 1 % Water charges on "W" |  |  |  |  | 5.03
253 | TOTAL |  |  |  |  | 508.26 | X
253 |  | Add GST on "X" (multiplying factor
253 |  | 0.1405) 71.41
253 | TOTAL |  |  |  |  | 579.67 | Y
253 | Add 15% CPOH on "Y" |  |  |  |  | 86.95
253 | TOTAL |  |  |  |  | 666.62 | Z
253 | Add Cess @ 1% on "Z" |  |  |  |  | 6.67
253 |  | Cost per quintal 673.28
253 | Say |  |  |  |  | 673.30
254 | 5.36 | Providing and placing in position precast reinforced cement concrete waffle units, square or rectangular, as per design and shape for floors and roofs in 1:1½:3 (1 Cement : 1½ coarse sand (zone-III) : 3 graded stone aggregate 10 mm nominal size), including flush or deep ruled pointing at joints in Cement mortar 1:2 (1 Cement : 2 Fine sand), making necessary holes of required sizes for carrying through service lines etc., providing steel hooks for lifting etc, form work in precasting, handling, hoisting, centering and erection complete for all floor levels but, excluding the cost of reinforcement. Details of cost for 1.38 cum Consider a waffle 09. x 0.9 x 0.3m Total area covered 4.548x3.636 = 16.54 sqm. Cement concrete in 1 unit Top 0.8x0.8x0.035 = 0.0224 Sides 2(0.8x0.265x0.0325) = 0.0138 2(0.735x0.265x0.0325) = 0.0127 Total = 0.0489 Flange 4x0.85x0.05x0.035 = 0.0060 Total = 0.0549 Add for Fillets 25% = 0.0137 Total = 0.069 cum. Quantity for 20 such units = 1.38 cum.
254 | 5.2.2 | Rate as per item no 5.2.2 of
254 | SH : RCC | cum | 1.38 | 9306.00 | 12842.28 | A
254 |  | (i) Shuttering and centring
254 |  | Face in contact
254 |  | 4x0.8x0.265 = 0.848
254 |  | Inner 4x0.735x0.265 = 0.779
254 |  | Top (inside) 1x0.735x0.735 = 0.540
254 |  | Flange 4x0.9x0.035 = 0.126
254 |  | Total = 2.293 sqm.
254 |  | Quantity 20 such units 45.86 sqm.
254 | 5.9.15 | Rate as per item no 5.9.15 of
254 | SH : RCC | sqm | 45.86 | 284.85 | 13063.22 | A
254 |  | Hooks for lifting
254 |  | 2x1.5 = 3.0m
254 |  | 4x0.01 = 0.04m
254 |  | Total = 3.04m
254 |  | @ 3kg per m-9.12Kg or 0.009 t = 9 kg
254 | 10.2 | Rate as per item no 10.2 of
254 | SH : Steel work | kg | 9.00 | 101.75 | 915.75 | A
254 | 9988 | (iii) 10mm dia. Bolts 60mm long with nuts and washers 2x2 = 4 Nos. including carriage of bolts | L.S. | 13.00 | 2.00 | 26.00
254 | 9999 | Sundries | L.S. | 79.95 | 2.00 | 159.90
254 |  | (iv) Transportation and erection labour
254 |  | for 20 units
254 | 0126 | Mason (for ornamental stone work) 1st class | day | 1.00 | 738.00 | 738.00
254 | 0114 | Beldar | day | 6.00 | 558.00 | 3348.00
254 |  | (v) Cost of poining flush or deep
254 |  | ruled in cement mortar 1:2 (1 Cement
254 |  | : 2 fine sand)
255 | 13.35.1 | Rate as per item no 13.35.1 of
255 | SH : Finishing | sqm | 16.54 | 159.00 | 2629.86 | A
255 | TOTAL |  |  |  |  | 33723.01 W
255 | Add 1 % Water charges on "W-A" |  |  |  |  | 42.72
255 | TOTAL |  |  |  |  | 33765.73 | X
255 |  | Add GST on "X-A" (multiplying factor
255 |  | 0.1405) 606.20
255 | TOTAL |  |  |  |  | 34371.93 | Y
255 | Add 15% CPOH on "Y-A" |  |  |  |  | 738.12
255 | TOTAL |  |  |  |  | 35110.06 | Z
255 | Add Cess @ 1% on "Z-A" |  |  |  |  | 56.59
255 | Total for 20 units |  |  |  |  | 35166.65
255 |  | Cost for 1.38 cum. 35166.65
255 |  | Cost for 1 cum. 25483.08
255 | Say |  |  |  |  | 25483.10
255 | 5.37 | Providing and laying in position ready mixed M-25 grade concrete for reinforced cement concrete work, using cement content as per approved design mix, manufactured in fully automatic batching plant and transported to site of work in transit mixer for all leads, having continuous agitated mixer, manufactured as per mix design of specified grade for reinforced cement concrete work, including pumping of R.M.C. from transit mixer to site of laying , excluding the cost of centering, shuttering finishing and reinforcement, including cost of admixtures in recommended proportions as per IS : 9103 to accelerate/ retard setting of concrete, improve workability without impairing strength and durability as per direction of the Engineer-in-charge. (Note :- Cement content considered in this item is @ 330 kg/cum.Excess/less cement used as per design mix is payable/recoverable separately).
255 | 5.37.1 | All works upto plinth level Details of cost for 1.00 cum MATERIAL
255 | 0295 | Stone Aggregate (Single size) : 20 mm nominal size | cum | 0.57 | 1350.00 | 769.50
255 | 0297 | Stone Aggregate (Single size) : 10 mm nominal size | cum | 0.28 | 1350.00 | 378.00
255 | 2202 | Carriage of Stone aggregate below 40 mm nominal size | cum | 0.85 | 103.77 | 88.20
255 | 0982 | Coarse sand (zone III) | cum | 0.425 | 1350.00 | 573.75
255 | 2203 | Carriage of Coarse sand | cum | 0.425 | 103.77 | 44.10
255 | 0367 | Portland Cement | tonne | 0.33 | 4940.00 | 1630.20
255 | 2209 | Carriage of Cement | tonne | 0.33 | 92.24 | 30.44
255 | 7318 | Plasticizer / super plasticizer | kilogram | 1.65 | 36.00 | 59.40
255 |  | 0.50% of cement
255 |  | Production cost, carriage to site,
255 |  | pumping to respective floors and
255 |  | laying in position
255 | 0004 | Production cost of concrete by batch mix plant. | cum | 1.00 | 350.00 | 350.00
255 | 0029 | Carriage of concrete by transit mixer. | km/ cum | 10.00 | 30.00 | 300.00
256 | 0009 | Pumping charges of concrete including Hire charges of pump, piping work & accessories etc. | cum | 1.00 | 210.00 | 210.00
256 |  | Labour for pouring, consolidating &
256 |  | curing
256 | 0155 | Mason (average) | day | 0.17 | 709.00 | 120.53
256 | 0114 | Beldar | day | 2.00 | 558.00 | 1116.00
256 | 0101 | Bhisti | day | 0.90 | 617.00 | 555.30
256 | 0012 | Vibrator(Needle type 40mm) | day | 0.07 | 370.00 | 25.90
256 | 9999 | Sundries | L.S. | 13.00 | 2.00 | 26.00
256 | TOTAL |  |  |  |  | 6277.33 W
256 | Add 1 % Water charges on "W" |  |  |  |  | 62.77
256 | TOTAL |  |  |  |  | 6340.10 | X
256 |  | Add GST on "X" (multiplying factor
256 |  | 0.1405) 890.78
256 | TOTAL |  |  |  |  | 7230.88 Y
256 | Add 15% CPOH on "Y" |  |  |  |  | 1084.63
256 | TOTAL |  |  |  |  | 8315.52 | Z
256 | Add Cess @ 1% on "Z" |  |  |  |  | 83.16
256 |  | Cost per 1.00 cum 8398.67
256 | Say |  |  |  |  | 8398.65
256 | 5.37.2 | All works above plinth level upto floor V level Details of cost for 1.00 cum MATERIAL
256 | 0295 | Stone Aggregate (Single size) : 20 mm nominal size | cum | 0.57 | 1350.00 | 769.50
256 | 0297 | Stone Aggregate (Single size) : 10 mm nominal size | cum | 0.28 | 1350.00 | 378.00
256 | 2202 | Carriage of Stone aggregate below 40 mm nominal size | cum | 0.85 | 103.77 | 88.20
256 | 0982 | Coarse sand (zone III) | cum | 0.425 | 1350.00 | 573.75
256 | 2203 | Carriage of Coarse sand | cum | 0.425 | 103.77 | 44.10
256 | 0367 | Portland Cement | tonne | 0.33 | 4940.00 | 1630.20
256 | 2209 | Carriage of Cement | tonne | 0.33 | 92.24 | 30.44
256 | 7318 | Plasticizer / super plasticizer | kilogram | 1.65 | 36.00 | 59.40
256 |  | 0.50% of cement
256 |  | Production cost, carriage to site,
256 |  | pumping to respective floors and laying
256 |  | in position
256 | 0004 | Production cost of concrete by batch mix plant. | cum | 1.00 | 350.00 | 350.00
256 | 0029 | Carriage of concrete by transit mixer. | km/ cum | 10.00 | 30.00 | 300.00
256 | 0009 | Pumping charges of concrete including Hire charges of pump, piping work & accessories etc. | cum | 1.00 | 210.00 | 210.00
256 |  | Labour for pouring, consolidating &
256 |  | curing
256 | 0155 | Mason (average) | day | 0.17 | 709.00 | 120.53
256 | 0114 | Beldar | day | 2.00 | 558.00 | 1116.00
257 | 0101 | Bhisti | day | 0.90 | 617.00 | 555.30
257 | 0012 | Vibrator(Needle type 40mm) | day | 0.07 | 370.00 | 25.90
257 | 9999 | Sundries | L.S. | 13.00 | 2.00 | 26.00
257 |  | (Extra labour for lifting material upto
257 |  | floor V level : = 0.75 x 2.5 = 1.88)
257 | 0115 | Coolie | day | 1.88 | 558.00 | 1049.04
257 | TOTAL |  |  |  |  | 7326.37 W
257 | Add 1 % Water charges on "W" |  |  |  |  | 73.26
257 | TOTAL |  |  |  |  | 7399.63 | X
257 |  | Add GST on "X" (multiplying factor
257 |  | 0.1405) 1039.65
257 | TOTAL |  |  |  |  | 8439.28 | Y
257 | Add 15% CPOH on "Y" |  |  |  |  | 1265.89
257 | TOTAL |  |  |  |  | 9705.17 | Z
257 | Add Cess @ 1% on "Z" |  |  |  |  | 97.05
257 |  | Cost per 1.00 cum 9802.22
257 | Say |  |  |  |  | 9802.20
257 | 5.38 | Extra for R.C.C./ B.M.C/ R.M.C. work above floor V level for each four floors or part thereof. Details of cost for 1 cum MATERIAL
257 | 0009 | Pumping charges of concrete including Hire charges of pump, piping work & accessories etc | cum | 1.00 | 210.00 | 210.00
257 | TOTAL |  |  |  |  | 210.00 W
257 | Add 1 % Water charges on "W" |  |  |  |  | 2.10
257 | TOTAL |  |  |  |  | 212.10 | X
257 |  | Add GST on "X" (multiplying factor
257 |  | 0.1405) 29.80
257 | TOTAL |  |  |  |  | 241.90 | Y
257 | Add 15% CPOH on "Y" |  |  |  |  | 36.29
257 | TOTAL |  |  |  |  | 278.19 | Z
257 | Add Cess @ 1% on "Z" |  |  |  |  | 2.78
257 |  | Cost for 1 cum 280.97
257 | Say |  |  |  |  | 280.95
257 | 5.40 | Providing and laying in position ready mixed M-25 grade concrete for reinforced cement concrete work, using fly ash and cement content as per approved design mix, and manufactured in fully automatic batching plant and transported to site of work in transit mixer for all leads, having continuous agitated mixer, manufactured as per mix design of specified grade for reinforced cement concrete work, including pumping of R.M.C. from transit mixer to site of laying, excluding the cost of centering, shuttering, finishing and reinforcement, including cost of admixtures in recommended proportions as per IS : 9103 to accelerate / retard setting of concrete, improve workability without impairing strength and durability as per direction of the Engineer - in - charge.
258 |  | NOTE- (1) Cement content considered in this item is @ 330 kg/cum. Excess/ less
258 |  | cement used as per design mix is payable/ recoverable separately. (2) Fly ash
258 |  | conforming to grade I of IS 3812 (Part-1) only be used as part replacement of OPC
258 |  | as per IS : 456. Uniform blending with cement to be ensured in accordance with
258 |  | clauses 5.2 and 5.2.1 of IS:456 -2000 in the items of BMC and RMC.
258 | 5.40.1 | All works up to Plinth level. Details of cost for 1.00 cum MATERIAL
258 | 0293 | Stone Aggregate (Single size) : 40 mm nominal size | cum | 0.65 | 1300.00 | 845.00
258 |  | (0.70 - 7.5% for voids i.e. 0.05 =
258 |  | 0.65 cum)
258 | 0295 | Stone Aggregate (Single size) : 20 mm nominal size | cum | 0.24 | 1350.00 | 324.00
258 | 2206 | Carriage of Stone aggregate 40 mm nominal size and above | cum | 0.65 | 112.79 | 73.31
258 | 2202 | Carriage of Stone aggregate below 40 mm nominal size | cum | 0.24 | 103.77 | 24.90
258 | 0982 | Coarse sand (zone III) | cum | 0.37 | 1350.00 | 499.50
258 | 2203 | Carriage of Coarse sand | cum | 0.37 | 103.77 | 38.39
258 | 1980 | Flyash | cum | 0.21 | 10.00 | 2.10
258 | 2262 | Carriage of Flyash | cum | 0.21 | 103.77 | 21.79
258 | 0367 | Portland Cement | tonne | 0.33 | 4940.00 | 1630.20
258 | 2209 | Carriage of Cement | tonne | 0.33 | 92.24 | 30.44
258 | 7318 | Plasticizer / super plasticizer | kilogram | 1.65 | 36.00 | 59.40
258 |  | Production cost, pumping to
258 |  | respective floors and laying in
258 |  | position
258 | 0004 | Production cost of concrete by batch mix plant. | cum | 1.00 | 350.00 | 350.00
258 | 0029 | Carriage of concrete by transit mixer. | km/ cum | 10.00 | 30.00 | 300.00
258 | 0009 | Pumping charges of concrete including Hire charges of pump, piping work & accessories etc. | cum | 1.00 | 210.00 | 210.00
258 |  | LABOUR
258 |  | for pouring, consolidating & curing
258 | 0155 | Mason (average) | day | 0.17 | 709.00 | 120.53
258 | 0114 | Beldar | day | 2.00 | 558.00 | 1116.00
258 | 0101 | Bhisti | day | 0.90 | 617.00 | 555.30
258 | 0012 | Vibrator(Needle type 40mm) | day | 0.07 | 370.00 | 25.90
258 | 9999 | Sundries | L.S. | 13.00 | 2.00 | 26.00
258 | TOTAL |  |  |  |  | 6252.77 W
258 | Add 1 % Water charges on "W" |  |  |  |  | 62.53
258 | TOTAL |  |  |  |  | 6315.30 | X
258 |  | Add GST on "X" (multiplying factor
258 |  | 0.1405) 887.30
258 | TOTAL |  |  |  |  | 7202.60 | Y
258 | Add 15% CPOH on "Y" |  |  |  |  | 1080.39
258 | TOTAL |  |  |  |  | 8282.99 | Z
258 | Add Cess @ 1% on "Z" |  |  |  |  | 82.83
258 |  | Cost per 1.00 cum 8365.82
258 | Say |  |  |  |  | 8365.80
259 | 5.40.2 | All works above plinth & up to floor V level. Details of cost for 1.00 cum MATERIAL
259 | 0293 | Stone Aggregate (Single size) : 40 mm nominal size | cum | 0.65 | 1300.00 | 845.00
259 |  | 0.70 - 7.5% for voids i.e. 0.05 =
259 |  | 0.65 cum)
259 | 0295 | Stone Aggregate (Single size) : 20 mm nominal size | cum | 0.24 | 1350.00 | 324.00
259 | 2206 | Carriage of Stone aggregate 40 mm nominal size and above | cum | 0.65 | 112.79 | 73.31
259 | 2202 | Carriage of Stone aggregate below 40 mm nominal size | cum | 0.24 | 103.77 | 24.90
259 | 0982 | Coarse sand (zone III) | cum | 0.37 | 1350.00 | 499.50
259 | 2203 | Carriage of Coarse sand | cum | 0.37 | 103.77 | 38.39
259 | 1980 | Flyash | cum | 0.21 | 10.00 | 2.10
259 | 2262 | Carriage of Flyash | cum | 0.21 | 103.77 | 21.79
259 | 0367 | Portland Cement | tonne | 0.33 | 4940.00 | 1630.20
259 | 2209 | Carriage of Cement | tonne | 0.33 | 92.24 | 30.44
259 | 7318 | Plasticizer / super plasticizer | kilogram | 1.65 | 36.00 | 59.40
259 |  | Production cost, pumping to
259 |  | respective floors and laying in
259 |  | position
259 | 0004 | Production cost of concrete by batch mix plant. | cum | 1.00 | 350.00 | 350.00
259 | 0029 | Carriage of concrete by transit mixer. | km/ cum | 10.00 | 30.00 | 300.00
259 | 0009 | Pumping charges of concrete including Hire charges of pump, piping work & accessories etc. | cum | 1.00 | 210.00 | 210.00
259 |  | LABOUR
259 |  | for pouring, consolidating & curing
259 | 0155 | Mason (average) | day | 0.17 | 709.00 | 120.53
259 | 0114 | Beldar | day | 2.00 | 558.00 | 1116.00
259 | 0101 | Bhisti | day | 0.90 | 617.00 | 555.30
259 | 0012 | Vibrator(Needle type 40mm) | day | 0.07 | 370.00 | 25.90
259 | 9999 | Sundries | L.S. | 13.00 | 2.00 | 26.00
259 |  | (Extra labour for lifting material upto
259 |  | floor V level : = 0.75 x 2.5 = 1.88)
259 | 0115 | Coolie | day | 1.88 | 558.00 | 1049.04
259 | TOTAL |  |  |  |  | 7301.81 W
259 | Add 1 % Water charges on "W" |  |  |  |  | 73.02
259 | TOTAL |  |  |  |  | 7374.83 | X
259 |  | Add GST on "X" (multiplying factor
259 |  | 0.1405) 1036.16
259 | TOTAL |  |  |  |  | 8411.00 | Y
259 | Add 15% CPOH on "Y" |  |  |  |  | 1261.65
259 | TOTAL |  |  |  |  | 9672.65 | Z
259 | Add Cess @ 1% on "Z" |  |  |  |  | 96.73
259 |  | Cost per 1.00 cum 9769.37
259 | Say |  |  |  |  | 9769.35
260 | 5.41 | Supplying and applying pre tested and approved water based concrete curing compound to concrete/ masonry surface, all as per manufacturer’s specification and direction of Engineer-in-charge.
260 | 5.41.1 | Non pigmented wet curing compound Detail of cost for 10.00 sqm (covering area 5 sqm/litre) MATERIAL
260 | 0349 | Curing compound | litre | 2.00 | 38.00 | 76.00
260 | 9977 | Carriage of material | L.S. | 1.00 | 2.00 | 2.00
260 |  | LABOUR
260 | 0131 | Painter | day | 0.33 | 679.00 | 224.07
260 | 0114 | Beldar | day | 0.17 | 558.00 | 94.86
260 | 9999 | Sundries, Brush | L.S. | 3.00 | 2.00 | 6.00
260 | TOTAL |  |  |  |  | 402.93 W
260 | Add 1 % Water charges on "W" |  |  |  |  | 4.03
260 | TOTAL |  |  |  |  | 406.96 | X
260 |  | Add GST on "X" (multiplying factor
260 |  | 0.1405) 57.18
260 | TOTAL |  |  |  |  | 464.14 | Y
260 | Add 15% CPOH on "Y" |  |  |  |  | 69.62
260 | TOTAL |  |  |  |  | 533.76 | Z
260 | Add Cess @ 1% on "Z" |  |  |  |  | 5.34
260 | Cost of 10 sqm |  |  |  |  | 539.10
260 | Cost of 1 sqm |  |  |  |  | 53.91
260 | Say |  |  |  |  | 53.90
260 | 5.42 | Providing and fixing parallel threaded couplers conforming to IS code on “Reinforcement Couplers for Mechanical Splices of Bars for Concrete Reinforcement - Specification”, to reinforcement bars including threading, enlargement at connection by forging, protecting the prepared reinforcement bars and related operations as required to complete the works per direction of Engineer- in-Charge.
260 | 5.42.1 | Coupler for 16 mm diameter reinforcement bar Detail of cost for 1 Nos MATERIAL
260 | 2394 | Coupler 16 mm dia | each | 1.00 | 30.00 | 30.00
260 |  | LABOUR
260 | 9999 | For placing in position and fixing | L.S. | 3.77 | 2.00 | 7.54
260 | 9999 | Tapard/Parallel threading charges | L.S. | 17.77 | 2.00 | 35.54
260 | TOTAL |  |  |  |  | 73.08 W
260 | Add 1 % Water charges on "W" |  |  |  |  | 0.73
260 | TOTAL |  |  |  |  | 73.81 | X
260 | Add GST on "X" (multiplying factor 0.1405) |  |  |  |  | 10.37
260 | TOTAL |  |  |  |  | 84.18 | Y
260 | Add 15% CPOH on "Y" |  |  |  |  | 12.63
260 | TOTAL |  |  |  |  | 96.81 | Z
260 | Add Cess @ 1% on "Z" |  |  |  |  | 0.97
260 | Cost of 1 no |  |  |  |  | 97.78
260 | Say |  |  |  |  | 97.80
261 | 5.42.2 | Coupler for 20 mm diameter reinforcement bar Detail of cost for 1 Nos MATERIAL
261 | 2395 | Coupler 20 mm dia | each | 1.00 | 39.00 | 39.00
261 |  | LABOUR
261 | 9999 | For placing in position and fixing | L.S. | 5.90 | 2.00 | 11.80
261 | 9999 | Tapard/Parallel threading charges | L.S. | 25.17 | 2.00 | 50.34
261 | TOTAL |  |  |  |  | 101.14 W
261 | Add 1 % Water charges on "W" |  |  |  |  | 1.01
261 | TOTAL |  |  |  |  | 102.15 | X
261 |  | Add GST on "X" (multiplying factor
261 |  | 0.1405) 14.35
261 | TOTAL |  |  |  |  | 116.50 | Y
261 | Add 15% CPOH on "Y" |  |  |  |  | 17.48
261 | TOTAL |  |  |  |  | 133.98 | Z
261 | Add Cess @ 1% on "Z" |  |  |  |  | 1.34
261 | Cost of 1 no |  |  |  |  | 135.32
261 | Say |  |  |  |  | 135.30
261 | 5.42.3 | Coupler for 25 mm diameter reinforcement bar Detail of cost for 1 Nos MATERIAL
261 | 2396 | Coupler 25 mm dia | each | 1.00 | 69.50 | 69.50
261 |  | LABOUR
261 | 9999 | For placing in position and fixing | L.S. | 8.69 | 2.00 | 17.38
261 | 9999 | Tapard/Parallel threading charges | L.S. | 29.61 | 2.00 | 59.22
261 | TOTAL |  |  |  |  | 146.10 W
261 | Add 1 % Water charges on "W" |  |  |  |  | 1.46
261 | TOTAL |  |  |  |  | 147.56 | X
261 |  | Add GST on "X" (multiplying factor
261 |  | 0.1405) 20.73
261 | TOTAL |  |  |  |  | 168.29 | Y
261 | Add 15% CPOH on "Y" |  |  |  |  | 25.24
261 | TOTAL |  |  |  |  | 193.54 | Z
261 | Add Cess @ 1% on "Z" |  |  |  |  | 1.94
261 | Cost of 1 no |  |  |  |  | 195.47
261 | Say |  |  |  |  | 195.45
261 | 5.42.4 | Coupler for 28 mm diameter reinforcement bar Detail of cost for 1 Nos MATERIAL
261 | 2397 | Coupler 28 mm dia | each | 1.00 | 80.00 | 80.00
261 |  | LABOUR
261 | 9999 | For placing in position and fixing | L.S. | 12.84 | 2.00 | 25.68
262 | 9999 | Tapard/Parallel threading charges | L.S. | 32.57 | 2.00 | 65.14
262 | TOTAL |  |  |  |  | 170.82 W
262 | Add 1 % Water charges on "W" |  |  |  |  | 1.71
262 | TOTAL |  |  |  |  | 172.53 | X
262 |  | Add GST on "X" (multiplying factor
262 |  | 0.1405) 24.24
262 | TOTAL |  |  |  |  | 196.77 | Y
262 | Add 15% CPOH on "Y" |  |  |  |  | 29.52
262 | TOTAL |  |  |  |  | 226.28 | Z
262 | Add Cess @ 1% on "Z" |  |  |  |  | 2.26
262 | Cost of 1 no |  |  |  |  | 228.55
262 | Say |  |  |  |  | 228.55
262 | 5.42.5 | Coupler for 32 mm diameter reinforcement bar Detail of cost for 1 Nos MATERIAL
262 | 2398 | Coupler 32 mm dia | each | 1.00 | 110.00 | 110.00
262 |  | LABOUR
262 | 9999 | For placing in position and fixing | L.S. | 15.48 | 2.00 | 30.96
262 | 9999 | Tapard/Parallel threading charges | L.S. | 32.57 | 2.00 | 65.14
262 | TOTAL |  |  |  |  | 206.10 W
262 | Add 1 % Water charges on "W" |  |  |  |  | 2.06
262 | TOTAL |  |  |  |  | 208.16 | X
262 |  | Add GST on "X" (multiplying factor
262 |  | 0.1405) 29.25
262 | TOTAL |  |  |  |  | 237.41 | Y
262 | Add 15% CPOH on "Y" |  |  |  |  | 35.61
262 | TOTAL |  |  |  |  | 273.02 | Z
262 | Add Cess @ 1% on "Z" |  |  |  |  | 2.73
262 | Cost of 1 no |  |  |  |  | 275.75
262 | Say |  |  |  |  | 275.75
262 | 5.43 | Providing and fixing in position Stainless steel Grade 304 plate-1.0 mm thick as per design for expansion joints.
262 | 5.43.1 | 200 mm wide. Detail of cost for 1 metre MATERIAL
262 | 2393 | 1 mm thick Stainless Steel Cover plate grade 304 | kg | 1.60 | 275.00 | 440.00
262 | 8647 | Stainless steal screws 30mm x4mm. | 100 nos | 0.06 | 32.00 | 1.92
262 | 9977 | Carriage of material | L.S. | 1.30 | 2.00 | 2.60
262 |  | LABOUR
262 | 0103 | Blacksmith 2nd class | day | 0.067 | 679.00 | 45.49
262 | 0114 | Beldar | day | 0.067 | 558.00 | 37.39
263 | 9999 | Sundries | L.S. | 2.34 | 2.00 | 4.68
263 | TOTAL |  |  |  |  | 532.08 | W
263 | Add 1 % Water charges on "W" |  |  |  |  | 5.32
263 | TOTAL |  |  |  |  | 537.40 | X
263 |  | Add GST on "X" (multiplying factor
263 |  | 0.1405) 75.50
263 | TOTAL |  |  |  |  | 612.90 | Y
263 | Add 15% CPOH on "Y" |  |  |  |  | 91.94
263 | TOTAL |  |  |  |  | 704.84 | Z
263 | Add Cess @ 1% on "Z" |  |  |  |  | 7.05
263 | Cost of 1 metre |  |  |  |  | 711.89
263 | Say |  |  |  |  | 711.90
263 | 5.43.2 | 300 mm wide. Detail of cost for 1 metre MATERIAL
263 | 2393 | 1 mm thick Stainless Steel Cover plate grade 304 | kg | 2.40 | 275.00 | 660.00
263 | 8647 | Stainless steal screws 30mm x4mm. | 100 nos | 0.06 | 32.00 | 1.92
263 | 9977 | Carriage of material | L.S. | 1.30 | 2.00 | 2.60
263 |  | LABOUR
263 | 0103 | Blacksmith 2nd class | day | 0.067 | 679.00 | 45.49
263 | 0114 | Beldar | day | 0.067 | 558.00 | 37.39
263 | 9999 | Sundries | L.S. | 2.34 | 2.00 | 4.68
263 | TOTAL |  |  |  |  | 752.08 W
263 | Add 1 % Water charges on "W" |  |  |  |  | 7.52
263 | TOTAL |  |  |  |  | 759.60 | X
263 |  | Add GST on "X" (multiplying factor
263 |  | 0.1405) 106.72
263 | TOTAL |  |  |  |  | 866.32 | Y
263 | Add 15% CPOH on "Y" |  |  |  |  | 129.95
263 | TOTAL |  |  |  |  | 996.27 | Z
263 | Add Cess @ 1% on "Z" |  |  |  |  | 9.96
263 | Cost of 1 metre |  |  |  |  | 1006.23
263 | Say |  |  |  |  | 1006.25
263 | 5.44 | Providing and fixing of expansion joint system related with floor location as per drawings and direction of Engineer-In-Charge. The joints system will be of extruded aluminum base members, self aligning / self centering arrangement and support plates etc. as per ASTM B221-02. The system shall be such that it provides floor to floor /floor to wall expansion control system for various vertical localtion in load application areas that accommodates multi directional seismic movement without stress to it's components. System shall consist of metal profiles with a universal aluminum base member designed to accommodate various project conditions and finish floor treatments. The cover plate shall be designed of width and thickness required to satisfy projects movement and loading requirements and secured to base members by utilizing manufacturer’s pre-engineered self- centering arrangement that freely rotates / moves in all directions. The Self - centering arrangement shall exhibit circular sphere ends that lock and slide inside the
264 |  | corresponding aluminum extrusion cavity to allow freedom of movement and flexure
264 |  | in all directions including vertical displacement. Provision of Moisture Barrier
264 |  | Membrane in the Joint System to have watertight joint is mandatory requirement
264 |  | all as per the manufactures design and as approved by Engineer -in-Charge. (Material
264 |  | shall confirm to ASTM 6063).
264 | 5.44.1 | Floor Joint of 100 mm gap Details of Cost of 1 metre. MATERIALS :
264 | 2403 | Floor Joint of 100 mm | metre | 1.00 | 3100.00 | 3100.00
264 | 2402 | Epoxy adhesive | kg | 4.25 | 150.00 | 637.50
264 | 9977 | Carriage | L.S. | 124.90 | 2.00 | 249.80
264 |  | LABOUR :
264 | 0102 | Blacksmith 1st class | day | 0.05 | 738.00 | 36.90
264 | 0123 | Mason (brick layer) 1st class | day | 0.10 | 738.00 | 73.80
264 | 0114 | Beldar | day | 0.15 | 558.00 | 83.70
264 | TOTAL |  |  |  |  | 4181.70 W
264 | Add 1 % Water charges on "W" |  |  |  |  | 41.82
264 | TOTAL |  |  |  |  | 4223.52 | X
264 |  | Add GST on "X" (multiplying factor
264 |  | 0.1405) 593.40
264 | TOTAL |  |  |  |  | 4816.92 | Y
264 | Add 15% CPOH on "Y" |  |  |  |  | 722.54
264 | TOTAL |  |  |  |  | 5539.46 | Z
264 | Add Cess @ 1% on "Z" |  |  |  |  | 55.39
264 | Cost of 1 metre. |  |  |  |  | 5594.85
264 | Say |  |  |  |  | 5594.85
264 | 5.44.2 | Floor Joint of 150 mm gap Details of Cost of 1 metre. MATERIALS :
264 | 2404 | Floor Joint of 150 mm | metre | 1.00 | 4000.00 | 4000.00
264 | 2402 | Epoxy adhesive | kg | 4.50 | 150.00 | 675.00
264 | 9977 | Carriage | L.S. | 124.90 | 2.00 | 249.80
264 |  | LABOUR :
264 | 0102 | Blacksmith 1st class | day | 0.05 | 738.00 | 36.90
264 | 0123 | Mason (brick layer) 1st class | day | 0.10 | 738.00 | 73.80
264 | 0114 | Beldar | day | 0.15 | 558.00 | 83.70
264 | TOTAL |  |  |  |  | 5119.20 W
264 | Add 1 % Water charges on "W" |  |  |  |  | 51.19
264 | TOTAL |  |  |  |  | 5170.39 | X
264 |  | Add GST on "X" (multiplying factor
264 |  | 0.1405) 726.44
264 | TOTAL |  |  |  |  | 5896.83 | Y
264 | Add 15% CPOH on "Y" |  |  |  |  | 884.52
264 | TOTAL |  |  |  |  | 6781.36 | Z
264 | Add Cess @ 1% on "Z" |  |  |  |  | 67.81
264 | Cost of 1 metre. |  |  |  |  | 6849.17
264 | Say |  |  |  |  | 6849.15
265 | 5.44.3 | Floor Joint of 200 mm gap Details of Cost of 1 metre. MATERIALS :
265 | 2405 | Floor Joint of 200 mm | metre | 1.00 | 5400.00 | 5400.00
265 | 2402 | Epoxy adhesive | kg | 4.75 | 150.00 | 712.50
265 | 9977 | Carriage | L.S. | 124.90 | 2.00 | 249.80
265 |  | LABOUR :
265 | 0102 | Blacksmith 1st class | day | 0.05 | 738.00 | 36.90
265 | 0123 | Mason (brick layer) 1st class | day | 0.10 | 738.00 | 73.80
265 | 0114 | Beldar | day | 0.15 | 558.00 | 83.70
265 | TOTAL |  |  |  |  | 6556.70 W
265 | Add 1 % Water charges on "W" |  |  |  |  | 65.57
265 | TOTAL |  |  |  |  | 6622.27 | X
265 |  | Add GST on "X" (multiplying factor
265 |  | 0.1405) 930.43
265 | TOTAL |  |  |  |  | 7552.70 | Y
265 | Add 15% CPOH on "Y" |  |  |  |  | 1132.90
265 | TOTAL |  |  |  |  | 8685.60 | Z
265 | Add Cess @ 1% on "Z" |  |  |  |  | 86.86
265 | Cost of 1 metre. |  |  |  |  | 8772.46
265 | Say |  |  |  |  | 8772.45
265 | 5.45 | Providing and fixing of expansion joint system related with wall joint (internal/ external) location as per drawings and direction of Engineer-In- Charge. The joints shall be of extruded aluminum base members, self aligning / centering arrangement and support plates as per ASTM B221- 02. The material shall be such that it provides an Expansion Joints System suitable for vertical wall to wall/ wall to corner application, both new and existing construction in office Buildings & complexes with no slipping down tendency amongst the components of the Joint System. The Joint System shall utilize light weight aluminum profiles exhibiting minimal exposed aluminum surfaces mechanically snap locking the multicellular to facilitate movement. (Material shall confirm to ASTM 6063).
265 | 5.45.1 | Wall Joint of 100 mm gap Details of Cost of 1 metre. MATERIALS :
265 | 2409 | Wall Joint of 100 mm | metre | 1.00 | 2400.00 | 2400.00
265 | 2402 | Epoxy adhesive | kg | 4.25 | 150.00 | 637.50
265 | 9977 | Carriage | L.S. | 124.90 | 2.00 | 249.80
265 |  | LABOUR :
265 | 0102 | Blacksmith 1st class | day | 0.05 | 738.00 | 36.90
265 | 0123 | Mason (brick layer) 1st class | day | 0.10 | 738.00 | 73.80
266 | 0114 | Beldar | day | 0.15 | 558.00 | 83.70
266 | TOTAL |  |  |  |  | 3481.70 | W
266 | Add 1 % Water charges on "W" |  |  |  |  | 34.82
266 | TOTAL |  |  |  |  | 3516.52 | X
266 |  | Add GST on "X" (multiplying factor
266 |  | 0.1405) 494.07
266 | TOTAL |  |  |  |  | 4010.59 | Y
266 | Add 15% CPOH on "Y" |  |  |  |  | 601.59
266 | TOTAL |  |  |  |  | 4612.18 | Z
266 | Add Cess @ 1% on "Z" |  |  |  |  | 46.12
266 | Cost of 1 metre. |  |  |  |  | 4658.30
266 | Say |  |  |  |  | 4658.30
266 | 5.45.2 | Wall Joint of 150 mm gap Details of Cost of 1 metre. MATERIALS :
266 | 2410 | Wall Joint of 150 mm | metre | 1.00 | 2800.00 | 2800.00
266 | 2402 | Epoxy adhesive | kg | 4.50 | 150.00 | 675.00
266 | 9977 | Carriage | L.S. | 124.90 | 2.00 | 249.80
266 |  | LABOUR :
266 | 0102 | Blacksmith 1st class | day | 0.05 | 738.00 | 36.90
266 | 0123 | Mason (brick layer) 1st class | day | 0.10 | 738.00 | 73.80
266 | 0114 | Beldar | day | 0.15 | 558.00 | 83.70
266 | TOTAL |  |  |  |  | 3919.20 W
266 | Add 1 % Water charges on "W" |  |  |  |  | 39.19
266 | TOTAL |  |  |  |  | 3958.39 | X
266 |  | Add GST on "X" (multiplying factor
266 |  | 0.1405) 556.15
266 | TOTAL |  |  |  |  | 4514.55 | Y
266 | Add 15% CPOH on "Y" |  |  |  |  | 677.18
266 | TOTAL |  |  |  |  | 5191.73 | Z
266 | Add Cess @ 1% on "Z" |  |  |  |  | 51.92
266 | Cost of 1 metre. |  |  |  |  | 5243.65
266 | Say |  |  |  |  | 5243.65
266 | 5.45.3 | Wall Joint of 200 mm gap Details of Cost of 1 metre. MATERIALS :
266 | 2411 | Wall Joint of 200 mm | metre | 1.00 | 3400.00 | 3400.00
266 | 2402 | Epoxy adhesive | kg | 4.75 | 150.00 | 712.50
266 | 9977 | Carriage | L.S. | 124.90 | 2.00 | 249.80
266 |  | LABOUR :
266 | 0102 | Blacksmith 1st class | day | 0.05 | 738.00 | 36.90
266 | 0123 | Mason (brick layer) 1st class | day | 0.10 | 738.00 | 73.80
267 | 0114 | Beldar | day | 0.15 | 558.00 | 83.70
267 | TOTAL |  |  |  |  | 4556.70 | W
267 | Add 1 % Water charges on "W" |  |  |  |  | 45.57
267 | TOTAL |  |  |  |  | 4602.27 | X
267 |  | Add GST on "X" (multiplying factor
267 |  | 0.1405) 646.62
267 | TOTAL |  |  |  |  | 5248.89 | Y
267 | Add 15% CPOH on "Y" |  |  |  |  | 787.33
267 | TOTAL |  |  |  |  | 6036.22 | Z
267 | Add Cess @ 1% on "Z" |  |  |  |  | 60.36
267 | Cost of 1 metre. |  |  |  |  | 6096.58
267 | Say |  |  |  |  | 6096.60
267 | 5.46 | Providing and fixing of expansion joint system of approved make and manufactures for various roof locations as per approved drawings and direction of Engineer-In-Charge. The joints shall be of extruded aluminum base members with, self aligning and self centering arragement support plates asper ASTM B221-02. The system shall be such that it provides watertight roof to roof/roof to corner joint cover expansion control system that is capable of accommodating multidirectional seismic movement without stress to its components. System shall consist of metal profile that incorporates a universal aluminum base member designed to accommodate various project conditions and roof treatments. The cover plate shall be designed of width and thickness required to satisfy movement and loading requirements and secured to base members by utilizing manufacturer’s pre- engineered self-centering arrangement that freely rotates / moves in all directions. The Self centering arrangement shall exhibit circular sphere ends that lock and slide inside the corresponding aluminum extrusion cavity to allow freedom of movement and flexure in all directions including vertical displacement. The Joint System shall resists damage or deterioration from the impact of falling ice, exposure to UV, airborne contaminants and occasional foot traffic from maintenance personnel. Provision of Moisture Barrier Membrane in the Joint System to have water tight joint is mandatory requirement. (Material shall confirm to ASTM 6063).
267 | 5.46.1 | Roof Joint of 100 mm gap Details of Cost of 1 metre. MATERIALS :
267 | 2399 | Complete Roof Joint of 100 mm | metre | 1.00 | 2800.00 | 2800.00
267 | 2402 | Epoxy adhesive | kg | 4.25 | 150.00 | 637.50
267 | 9977 | Carriage | L.S. | 124.90 | 2.00 | 249.80
267 |  | LABOUR :
267 | 0102 | Blacksmith 1st class | day | 0.05 | 738.00 | 36.90
267 | 0123 | Mason (brick layer) 1st class | day | 0.10 | 738.00 | 73.80
268 | 0114 | Beldar | day | 0.15 | 558.00 | 83.70
268 | TOTAL |  |  |  |  | 3881.70 | W
268 | Add 1 % Water charges on "W" |  |  |  |  | 38.82
268 | TOTAL |  |  |  |  | 3920.52 | X
268 |  | Add GST on "X" (multiplying factor
268 |  | 0.1405) 550.83
268 | TOTAL |  |  |  |  | 4471.35 | Y
268 | Add 15% CPOH on "Y" |  |  |  |  | 670.70
268 | TOTAL |  |  |  |  | 5142.05 | Z
268 | Add Cess @ 1% on "Z" |  |  |  |  | 51.42
268 | Cost of 1 metre. |  |  |  |  | 5193.47
268 | Say |  |  |  |  | 5193.45
268 | 5.46.2 | Roof Joint of 150 mm gap Details of Cost of 1 metre. MATERIALS :
268 | 2400 | Complete Roof Joint of 150 mm | metre | 1.00 | 3200.00 | 3200.00
268 | 2402 | Epoxy adhesive | kg | 4.50 | 150.00 | 675.00
268 | 9977 | Carriage | L.S. | 124.90 | 2.00 | 249.80
268 |  | LABOUR :
268 | 0102 | Blacksmith 1st class | day | 0.05 | 738.00 | 36.90
268 | 0123 | Mason (brick layer) 1st class | day | 0.10 | 738.00 | 73.80
268 | 0114 | Beldar | day | 0.15 | 558.00 | 83.70
268 | TOTAL |  |  |  |  | 4319.20 W
268 | Add 1 % Water charges on "W" |  |  |  |  | 43.19
268 | TOTAL |  |  |  |  | 4362.39 | X
268 |  | Add GST on "X" (multiplying factor
268 |  | 0.1405) 612.92
268 | TOTAL |  |  |  |  | 4975.31 | Y
268 | Add 15% CPOH on "Y" |  |  |  |  | 746.30
268 | TOTAL |  |  |  |  | 5721.60 | Z
268 | Add Cess @ 1% on "Z" |  |  |  |  | 57.22
268 | Cost of 1 metre. |  |  |  |  | 5778.82
268 | Say |  |  |  |  | 5778.80
268 | 5.46.3 | Roof Joint of 200 mm gap Details of Cost of 1 metre. MATERIALS :
268 | 2401 | Complete Roof Joint of 200 mm | metre | 1.00 | 4000.00 | 4000.00
268 | 2402 | Epoxy adhesive | kg | 4.75 | 150.00 | 712.50
268 | 9977 | Carriage | L.S. | 124.90 | 1.73 | 216.08
268 |  | LABOUR :
268 | 0102 | Blacksmith 1st class | day | 0.05 | 738.00 | 36.90
268 | 0123 | Mason (brick layer) 1st class | day | 0.10 | 738.00 | 73.80
269 | 0114 | Beldar | day | 0.15 | 558.00 | 83.70
269 | TOTAL |  |  |  |  | 5122.98 | W
269 | Add 1 % Water charges on "W" |  |  |  |  | 51.23
269 | TOTAL |  |  |  |  | 5174.21 | X
269 |  | Add GST on "X" (multiplying factor
269 |  | 0.1405) 726.98
269 | TOTAL |  |  |  |  | 5901.18 | Y
269 | Add 15% CPOH on "Y" |  |  |  |  | 885.18
269 | TOTAL |  |  |  |  | 6786.36 | Z
269 | Add Cess @ 1% on "Z" |  |  |  |  | 67.86
269 | Cost of 1 metre. |  |  |  |  | 6854.22
269 | Say |  |  |  |  | 6854.20
269 | 5.47 | Providing and fixing in position factory made precast RCC M-40 fixing with hold fast embedded in 1:3:6 concrete block for doors and windows frames having excellent smooth finish as per IS: 6523 with reinforcement of 3 Nos, 6 mm dia main bars tied with 3 mm M.S stirrups placed @ 200 mm C/C and 6 numbers high strength polymer blocks of required size for fixing hinges including providing 6 no specially designed M.S. galvanised sleeves for accomodating 6 mm dia fully threaded bolts for fixing hold fast on vertical members, providing suitable arrangement for recieving sliding door bolts and tower bolt etc. all complete, as per the direction of Engineer-in-charge. The frame shall be measured in running metre correct to two places of decimal. Details of cost for 5.20 metre. MATERIAL
269 | 5.33.1 | Rate as per Item No.5.33.1 of SH: REINFORCED CEMENT
269 | CONCRETE | cum | 0.039 | 7997.30 | 311.89 | P
269 | 5.34.3 | Rate as per Item No.5.34.3 of SH:REINFORCED CEMENT
269 | CONCRETE | cum | 0.039 | 209.20 | 8.16 | Q
269 |  | Extra for scatter and smaller work
269 |  | (P + Q ) x 0.25 = ( 311.89+8.16) x
269 | 0.25
269 | 1005 | Twisted steel/ deformed bars | quintal | 0.0468 | 4600.00 | 215.28
269 | 0596 | Bright finished or black enameled mild steel butt hinges 75x47x 1.70 mm | 10 Nos | 0.60 | 56.00 | 33.60
269 | 4.3.3 | Rate as per Item No.4.3.3 of
269 | SH: CONCRETE WORK | sqm | 1.27 | 733.70 | 931.80 | A
269 | 14.2.1 | Rate as per Item No.14.2.1 of
269 | SH: REPAIRS TO BUILDINGS | each | 1.00 | 1366.85 | 1366.85 | A
269 | 13.48.2 | Rate as per Item No.13.48.2 of
269 | SH. FINISHING | sqm | 1.27 | 130.25 | 165.42 | A
270 | 9999 | Sundries | L.S. | 100.67 | 2.00 | 201.34
270 | TOTAL |  |  |  |  | 3314.35 | W
270 | Add 1 % Water charges on "W-A-P-Q-R" |  |  |  |  | 4.50
270 | TOTAL |  |  |  |  | 3318.86 | X
270 |  | Add GST on "X-A-P-Q-R" (multiplying
270 |  | factor 0.1405) 63.89
270 | TOTAL |  |  |  |  | 3382.74 | Y
270 | Add 15% CPOH on "Y-A-P-Q-R" |  |  |  |  | 77.79
270 | TOTAL |  |  |  |  | 3460.54 | Z
270 | Add Cess @ 1% on "Z-A-P-Q-R" |  |  |  |  | 5.96
270 | Cost of 5.20 metre |  |  |  |  | 3466.50
270 | Cost of 1 metre |  |  |  |  | 666.63
270 | Say |  |  |  |  | 666.65
270 | 5.47.2 | Door frame 100 mmx 60 mm Details of cost for 5.20 metre. MATERIAL
270 | 5.33.1 | Rate as per Item No.5.33.1 of SH: REINFORCED CEMENT
270 | CONCRETE | cum | 0.031 | 7997.30 | 247.92 | P
270 | 5.34.3 | Rate as per Item No.5.34.3 of SH: REINFORCED CEMENT
270 | CONCRETE | cum | 0.031 | 209.20 | 6.49 | Q
270 |  | Extra for scatter and smaller work
270 |  | (P + Q ) x 0.25 = ( 247.92 + 6.49 )
270 |  | x 0.25
270 | 1005 | Twisted steel/ deformed bars | quintal | 0.0372 | 4600.00 | 171.12
270 | 0596 | Bright finished or black enameled mild steel butt hinges 75x47x1.70 mm | 10 Nos | 0.60 | 56.00 | 33.60
270 | 4.3.3 | Rate as per Item No.4.3.3 of
270 | SH: CONCRETE WORK | sqm | 1.14 | 733.70 | 836.42 | A
270 | 14.2.1 | Rate as per Item No.14.2.1 of
270 | SH: REPAIRS TO BUILDINGS | each | 1.00 | 1366.85 | 1366.85 | A
270 | 13.48.2 | Rate as per Item No.13.48.2 of
270 | SH. FINISHING | sqm | 1.14 | 130.25 | 148.49 | A
270 | 9999 | Sundries | L.S. | 100.67 | 2.00 | 201.34
270 | TOTAL |  |  |  |  | 3075.81 W
270 |  | Add 1 % Water charges on
270 |  | "W-A-P-Q-R" 4.06
270 | TOTAL |  |  |  |  | 3079.88 | X
270 |  | Add GST on "X-A-P-Q-R"
270 |  | (multiplying factor 0.1405) 57.62
270 | TOTAL |  |  |  |  | 3137.50 | Y
270 | Add 15% CPOH on "Y-A-P-Q-R" |  |  |  |  | 70.16
270 | TOTAL |  |  |  |  | 3207.66 | Z
270 | Add Cess @ 1% on "Z-A-P-Q-R" |  |  |  |  | 5.38
270 | Cost of 5.20 metre |  |  |  |  | 3213.04
270 | Cost of 1 metre |  |  |  |  | 617.89
270 | Say |  |  |  |  | 617.90
271 | 5.47.3 | Door frame 85 mmx60 mm Details of cost for 5.20 metre. MATERIAL
271 | 5.33.1 | Rate as per Item No.5.33.1 of SH: REINFORCED CEMENT
271 | CONCRETE | cum | 0.027 | 7997.30 | 215.93 | P
271 | 5.34.2 | Rate as per Item No.5.34.2 of SH: REINFORCED CEMENT
271 | CONCRETE | cum | 0.027 | 139.45 | 3.77 | Q
271 |  | Extra for scatter and smaller work
271 |  | (P + Q ) x 0.25 = ( 215.93 + 3.77)
271 |  | x 0.25
271 | 1005 | Twisted steel/ deformed bars | quintal | 0.0324 | 4600.00 | 149.04
271 | 0596 | Bright finished or black enameled mild steel butt hinges 75x47x 1.70 mm | 10 Nos | 0.60 | 56.00 | 33.60
271 | 4.3.3 | Rate as per Item No.4.3.3 of
271 | SH: CONCRETE WORK | sqm | 1.07 | 733.70 | 785.06 | A
271 | 14.2.1 | Rate as per Item No.14.2.1 of
271 | SH: REPAIRS TO BUILDINGS | each | 1.00 | 1366.85 | 1366.85 | A
271 | 13.48.2 | Rate as per Item No.13.48.2 of
271 | SH. FINISHING | sqm | 1.07 | 130.25 | 139.37 | A
271 | 9999 | Sundries | L.S. | 100.67 | 2.00 | 201.34
271 | TOTAL |  |  |  |  | 2949.87 W
271 | Add 1 % Water charges on "W-A-P-Q-R" |  |  |  |  | 3.84
271 | TOTAL |  |  |  |  | 2953.71 | X
271 |  | Add GST on "X-A-P-Q-R" (multiplying
271 |  | factor 0.1405) 54.49
271 | TOTAL |  |  |  |  | 3008.20 | Y
271 | Add 15% CPOH on "Y-A-P-Q-R" |  |  |  |  | 66.35
271 | TOTAL |  |  |  |  | 3074.55 | Z
271 | Add Cess @ 1% on "Z-A-P-Q-R" |  |  |  |  | 5.09
271 | Cost of 5.20 metre |  |  |  |  | 3079.63
271 | Cost of 1 metre |  |  |  |  | 592.24
271 | Say |  |  |  |  | 592.25
271 | 5.48 | Providing and laying Reinforced cement concrete for construction of piers, abutments, portal frames, pier caps and bearing pedestals and seismic arresters over pier/ abutment caps at all locations with specified grade using Ordinary Portland Cement (conforming to strength requirement of IS:8112) including the cost of steel centering and shuttering etc. complete, including testing of materials etc. for casting pier & pier cap in one/two stage, necessary tools, plants, machinery and all related operations as required to complete the work as per drawings and Specifications with all leads, lifts and depths true to level and position but excluding the cost of providing reinforcement. Reinforcement shall be measured and paid separately. Note:- Cement content considered in this item is 480 Kg./ Cum. Excess/ less cement used as per design mix is payable/ recoverable separately.
272 | 5.48.1 | Reinforced Cement Concrete -M-50 Detail of cost for 120 cum. MATERIAL 5.48X Sub Analysis no 5.48X (Annexure) for
272 | item 5.48.1 | each | 1.00 | 592482.20 | 592482.20 | P
272 |  | Providing M 50 grade reinforced
272 |  | Cement Concrete data (lot) for
272 |  | 120.00 cum
272 |  | Add 11 per cent of cost of material,
272 |  | labour and machinery for formwork
272 |  | on P 65173.04
272 |  | Add 1.4 per cent of cost of material,
272 |  | Labour and machinery excluding
272 |  | formwork to cater for extra lift on P 8294.75
272 | TOTAL |  |  |  |  | 665949.99 | W
272 | Add 1 % Water charges on "W" |  |  |  |  | 6659.50
272 | TOTAL |  |  |  |  | 672609.49 | X
272 |  | Add GST on "X" (multiplying factor
272 |  | 0.1405) 94501.63
272 | TOTAL |  |  |  |  | 767111.13 | Y
272 | Add 15% CPOH on "Y" |  |  |  |  | 115066.67
272 | TOTAL |  |  |  |  | 882177.80 | Z
272 | Add Cess @ 1% on "Z" |  |  |  |  | 8821.78
272 | Cost of 120 cum |  |  |  |  | 890999.57
272 | Cost of 1 cum |  |  |  |  | 7425.00
272 | Say |  |  |  |  | 7425.00
272 | 5.48.2 | Reinforced Cement Concrete -M-60 Detail of cost for 120 cum. MATERIAL 5.48Y Sub Analysis no 5.48Y (Annexure)
272 | for item 5.48.2 | each | 1.00 | 692740.40 | 692740.40 | P
272 |  | Providing M 60 grade reinforced
272 |  | Cement Concrete data (lot) for
272 |  | 120.00 cum
272 |  | Add 11 per cent of cost of material,
272 |  | labour and machinery for formwork
272 |  | on P 76201.44
272 |  | Add 1.4 per cent of cost of material,
272 |  | Labour and machinery excluding
272 |  | formwork to cater for extra lift on P 9698.37
272 | TOTAL |  |  |  |  | 778640.21 | W
272 | Add 1 % Water charges on "W" |  |  |  |  | 7786.40
272 | TOTAL |  |  |  |  | 786426.61 | X
272 |  | Add GST on "X" (multiplying factor
272 |  | 0.1405) 110492.94
272 | TOTAL |  |  |  |  | 896919.55 | Y
272 | Add 15% CPOH on "Y" |  |  |  |  | 134537.93
272 | TOTAL |  |  |  |  | 1031457.48 | Z
272 | Add Cess @ 1% on "Z" |  |  |  |  | 10314.57
272 | Cost of 120 cum |  |  |  |  | 1041772.06
272 | Cost of 1 cum |  |  |  |  | 8681.43
272 | Say |  |  |  |  | 8681.45
273 | 5.48.3 | Extra for using M-50/ M-60 Grade Self-compacting Cement Concrete Detail of cost for 1 cum. MATERIAL 5.48X Sub Analysis no 5.48 (Annexure) for sub analysis 5.48.3X | each | 1.00 | 9430.05 | 9430.05
273 | 5.48.2 | Rate as per Item No.5.48.2 of SH: REINFORCED CEMENT CONCRETE | cum | -1.00 | 8681.45 | -8681.45
273 | TOTAL |  |  |  |  | 748.60
273 | Cost of 1 cum |  |  |  |  | 748.60
273 | Say |  |  |  |  | 748.60
273 |  | 5.48.3X M 60 grade Self-compacting Reinforced Cement Concrete
273 |  | Detail of cost for 120 cum.
273 |  | MATERIAL
273 |  | 5.48Z Sub Analysis no 5.48Z (Annexure) for
273 | sub analysis 5.48.3X | each | 1.00 | 752474.70 | 752474.70 | P
273 |  | Providing M 60 grade reinforced
273 |  | Cement Concrete data (lot) for
273 |  | 120.00 cum
273 |  | Add 11 per cent of cost of material,
273 |  | labour and machinery for formwork,
273 |  | P x 11 /100 82772.22
273 |  | Add 1.4 per cent of cost of material,
273 |  | Labour and machinery excluding
273 |  | formwork to cater for extra lift,
273 |  | Px1.4/100 10534.65
273 | TOTAL |  |  |  |  | 845781.56 W
273 | Add 1 % Water charges on "W" |  |  |  |  | 8457.82
273 | TOTAL |  |  |  |  | 854239.38 | X
273 |  | Add GST on "X" (multiplying factor
273 |  | 0.1405) 120020.63
273 | TOTAL |  |  |  |  | 974260.01 | Y
273 | Add 15% CPOH on "Y" |  |  |  |  | 146139.00
273 | TOTAL |  |  |  |  | 1120399.01 | Z
273 | Add Cess @ 1% on "Z" |  |  |  |  | 11203.99
273 | Cost of 120 cum |  |  |  |  | 1131603.00
273 | Cost of 1 cum |  |  |  |  | 9430.03
273 | Say |  |  |  |  | 9430.05
273 |  | 5.48X Annexure for item 5.48.1, Providing M50 grade Reinforced Cement Concrete data
273 |  | for 120.00 cum
273 |  | Sub Analysis for use in Item no 5.48.1
273 |  | Details of cost for each lot of 120 cum.
273 |  | RCC Grade M50
273 |  | Unit = 1 cum
273 |  | Taking output = 120 cum
274 |  | MATERIALS :
274 | 0367 | Portland Cement | tonne | 57.60 | 4940.00 | 284544.00
274 | 0982 | Coarse sand (zone III) | cum | 54.00 | 1350.00 | 72900.00
274 | 0295 | Stone Aggregate (Single size) : 20 mm nominal size | cum | 64.80 | 1350.00 | 87480.00
274 | 0297 | Stone Aggregate (Single size) : 10 mm nominal size | cum | 43.20 | 1350.00 | 58320.00
274 | 7318 | Plasticizer / super plasticizer | kilogram | 223.20 | 36.00 | 8035.20
274 |  | LABOUR :
274 | 0128 | Mate | day | 0.94 | 617.00 | 579.98
274 | 0123 | Mason (brick layer) 1 st class | day | 3.50 | 738.00 | 2583.00
274 | 0114 | Beldar | day | 20.00 | 558.00 | 11160.00
274 |  | MACHINERY :
274 | 0066 | Batching and Mixing Plant @ 75 cum per hour | hour | 1.60 | 2400.00 | 3840.00
274 | 0070 | Generator 100 KVA/125 KVA | hour | 1.60 | 250.00 | 400.00
274 | 0052 | Front end loader 1 cum bucket capacity (incl POL) | hour | 1.60 | 900.00 | 1440.00
274 |  | Distance = 10 km
274 |  | Qty= 120.00 cum
274 |  | Total = 120.00x 10= 1200
274 | 0029 | Carriage of concrete by transit mixer | km/cum | 1200.00 | 30.00 | 36000.00
274 | 0009 | Pumping charges of concrete including Hire charges of pump, piping work & accessories etc. | cum | 120.00 | 210.00 | 25200.00
274 | TOTAL |  |  |  |  | 592482.18
274 | Cost of each lot of 120 cum. |  |  |  |  | 592482.18
274 | Say |  |  |  |  | 592482.20
274 |  | 5.48Y Annexure for items 5.48.2 for using M 60 grade Self Compacting Reinforced cement
274 |  | concrete data for 120.00 cum
274 |  | Sub Analysis for use in Item no 5.48.2
274 |  | Detail of cost for each
274 |  | RCC Grade M60
274 |  | Unit = 1 cum
274 |  | Taking output = 120 cum
274 |  | MATERIALS :
274 | 0367 | Portland Cement | tonne | 57.60 | 4940.00 | 284544.00
274 | 0982 | Coarse sand (zone III) | cum | 54.98 | 1350.00 | 74223.00
274 | 0295 | Stone Aggregate (Single size) : 20 mm nominal size | cum | 57.54 | 1350.00 | 77679.00
274 | 0297 | Stone Aggregate (Single size) : 10 mm nominal size | cum | 38.22 | 1350.00 | 51597.00
274 | 7318 | Plasticizer / super plasticizer | kilogram | 230.40 | 36.00 | 8294.40
274 | 8953 | Micro Silica | kg | 3600.00 | 32.00 | 115200.00
274 |  | LABOUR :
274 | 0128 | Mate | day | 0.94 | 617.00 | 579.98
274 | 0123 | Mason (brick layer) 1 st class | day | 3.50 | 738.00 | 2583.00
274 | 0114 | Beldar | day | 20.00 | 558.00 | 11160.00
275 |  | MACHINERY :
275 | 0066 | Batching and Mixing Plant @ 75 cum per hour | hour | 1.60 | 2400.00 | 3840.00
275 | 0070 | Generator 100 KVA/125 KVA | hour | 1.60 | 250.00 | 400.00
275 | 0052 | Front end loader 1 cum bucket capacity (incl POL) | hour | 1.60 | 900.00 | 1440.00
275 |  | Distance = 10 km
275 |  | Qty= 120.00 cum
275 |  | Total = 120.00x 10= 1200
275 | 0029 | Carriage of concrete by transit mixer | km/cum | 1200.00 | 30.00 | 36000.00
275 | 0009 | Pumping charges of concrete including Hire charges of pump, piping work & accessories etc. | cum | 120.00 | 210.00 | 25200.00
275 | TOTAL |  |  |  |  | 692740.38
275 | Cost of each. |  |  |  |  | 692740.38
275 | Say |  |  |  |  | 692740.40
275 |  | cement concrete data for 120.00 cum
275 |  | Sub Analysis for use in Item no 5.48.3X
275 |  | Details of cost for each.
275 |  | RCC Grade M60 self compacting
275 |  | concrete Using Batching Plant,
275 |  | Transit Mixer and Conrete Pump
275 |  | Unit = 1 cum
275 |  | Taking Output = 120 cum
275 |  | MATERIALS :
275 | 0367 | Portland Cement | tonne | 57.60 | 4940.00 | 284544.00
275 | 0982 | Coarse sand (zone III) | cum | 54.00 | 1350.00 | 72900.00
275 | 0295 | Stone Aggregate (Single size) : 20 mm nominal size | cum | 64.80 | 1350.00 | 87480.00
275 | 0297 | Stone Aggregate (Single size) : 10 mm nominal size | cum | 43.20 | 1350.00 | 58320.00
275 | 7318 | Plasticizer / super plasticizer | kilogram | 230.40 | 36.00 | 8294.40
275 | 8953 | Micro Silica | kg | 5040.00 | 32.00 | 161280.00
275 |  | LABOUR :
275 | 0128 | Mate | day | 0.84 | 617.00 | 518.28
275 | 0123 | Mason (brick layer) 1 st class | day | 3.00 | 738.00 | 2214.00
275 | 0114 | Beldar | day | 18.00 | 558.00 | 10044.00
275 |  | MACHINERY :
275 | 0066 | Batching and Mixing Plant @ 75 cum per hour | hour | 1.60 | 2400.00 | 3840.00
275 | 0070 | Generator 100 KVA/125 KVA | hour | 1.60 | 250.00 | 400.00
275 | 0052 | Front end loader 1 cum bucket capacity (incl POL) | hour | 1.60 | 900.00 | 1440.00
275 |  | Distance = 10 km
275 |  | Qty= 120.00 cum
275 |  | Total = 120.00x 10= 1200
276 | 0029 | Carriage of concrete by transit mixer | km/cum | 1200.00 | 30.00 | 36000.00
276 | 0009 | Pumping charges of concrete including Hire charges of pump, piping work & accessories etc. | cum | 120.00 | 210.00 | 25200.00
276 | TOTAL |  |  |  |  | 752474.68
276 | Cost of each. |  |  |  |  | 752474.68
276 | Say |  |  |  |  | 752474.70
276 | 5.49 | Constructing cast-in situ RCC diaphragm wall by providing and laying machine batched, machine mixed, self compacting, ready mix reinforced cement concrete, tramie controlled, of M 30 grade using minimum 400 kg cement per cum of concrete including providing and mixing required admixtures in recommended proportions as per IS : 9103, as approved by the Engineer-in-charge, for achieving 150- 200mm slump, for diaphragm wall having thickness as per approved structural design not exceeding 600 mm, in pannels of required depth and lengths as per approved drawing, including constructing necessary guide walls as required and as specified including boring in all kinds of soils and rocks, including working in or under water and / or liquid mud, in foul conditions and pumping or bailing out of water and removing slush, including disposal of earth/ rock / slush etc. for all leads and all lifts, including preparing, providing and re-circulating bentonite slurry in the trench as and when required for all depths, including agitating bentonite slurry during trenching etc., providing and fixing stop ends or form tubes, upto the required depth of diaphragm wall including extracting the same after casting, including chipping off the bentonite adulterated concrete or unsound concrete up to the cut off level for obtaining the sound concrete, dressing undulations on the exposed face of diaphragm wall after excavation by chipping / chiseling etc. including filling the depression/ cavities with sound concrete etc. complete and as directed by the Engineer-in-charge, including providing recess for bearing plates and fixing insert boxes for inclined rock anchors etc. complete as per the specifications and approved design and as directed by the Engineer-in-charge, but excluding the cost of reinforcement and inserts. (rates include cost of all inputs of labour, material and T & P, cost of handling, lifting & placing in position the reinforcement cage in the trench, including the additional cost of welding the reinforcement bars etc. involved in the work and all other incidental expenditure for completing the work as directed by the Engineer-in-charge), However, the actual area of the diaphragm wall, correct to two places of decimal, from design bottom level to the design cut off level (including portion anchored in the rock upto the design bottom level) only shall be measured for payment. Excess/less cement used for design mix including the extra cement required for under water concreting is payable / recoverable separately. Details of cost for 144.0 cum. Analysis for 20x12=240 Sqmt area of diaphragm wall Average depth 12 m Thickness 0.60 m Total Quantity 20 mx12 m x0.6 m = 144.00 cum
277 | 0082 | Excavation of Diaphragm wall by Mechanical Grab | sqm | 240.00 | 1300.00 | 312000.00
277 |  | Guide wall RCC 1:2:4
277 |  | RCC 2x20x(0.45+1.5)x.15 = 11.70 cum
277 | 5.1.3 | Rate as per Item No.5.1.3 of SH: REINFORCED CEMENT
277 | CONCRETE | cum | 11.70 | 7296.35 | 85367.30 | A
277 |  | Reinforcement@ 70 kg/Cum for
277 |  | guide wall= 11.70x 70 kg/cum= 819 kg
277 | 5.22.6 | Rate as per Item No.5.22.6 of SH: REINFORCED CEMENT
277 | CONCRETE | kilogram | 819.00 | 83.50 | 68386.50 | A
277 |  | Add for chipping/dismantling top
277 |  | 50 cm contaminated concrete
277 |  | =20 x 0.50 x 0.60= 6.00 cum
277 |  | RMC M-30 as per qty=144.00 cum
277 |  | Add 10% extra for bulges etc. i.e.
277 |  | 14.40 cum
277 |  | Total=144.00+6.00+14.40= 164.40 cum
277 | 5.33.1 | Rate as per Item No.5.33.1 of SH: REINFORCED CEMENT
277 | CONCRETE | cum | 164.40 | 7997.30 | 1314756.12 | A
277 | 5.34.1 | Rate as per Item No.5.34.1 of SH: REINFORCED CEMENT
277 | CONCRETE | cum | 164.40 | 69.75 | 11466.90 | A
277 |  | Bentonite @6% of RCC qty
277 |  | Total Qty= 164.4x06x1400/100=
277 |  | 13810 kg= 13.81 tonne
277 | 7183 | Bentonite | tonne | 13.81 | 2960.00 | 40877.60
277 |  | Add 10 %extra cement due to
277 |  | concreting under water
277 |  | 164.4x420x0.10=6.90 tonne
277 | 0367 | Portland Cement | tonne | 6.90 | 4940.00 | 34086.00
277 |  | Add cement for grouting of wall using
277 |  | nozzles etc.- 240 sqm @ 0.10
277 |  | quintal/sqm =2.40 tonne
277 | 0367 | Portland Cement | tonne | 2.40 | 4940.00 | 11856.00
277 | 2209 | Carriage of Cement | tonne | 2.40 | 92.24 | 221.38
277 | 0025 | Hire and running charges of light crane | day | 1.00 | 3000.00 | 3000.00
277 |  | Reinforcement @220 kg/cum
277 |  | 164.4x220kg/cum=36168 kg
277 |  | Extra reinforcement for hooks @
277 |  | 5% of cage 1808.4 kg
277 |  | Total=1808.4 kg=18.084 qtl
277 | 1005 | Twisted steel/ deformed bars | quintal | 18.084 | 4600.00 | 83186.40
277 |  | Extra for welding reinforcement cage
277 |  | Reinforcement @ 200 C/C 2 x 101 x
277 |  | 61 = 6161
277 |  | joints Welding for alternate joint say 50 %
277 |  | joints 6161 cm
277 | 10.22 | Rate as per Item No.10.22 of
277 | SH: STEEL WORK | cm | 6161.00 | 3.35 | 20639.35 | A
278 | 9999 | Labour for grouting diaphragm wall under pressure i/c fixing nozzle etc | L.S. | 23530.00 | 2.00 | 47060.00
278 |  | Add for use retarders / plasticizers for
278 |  | the diaphragm wall concreting using
278 |  | trimme @ 0.4 % cement qty =
278 |  | (164.4 x 420 x 0.4)/100=276.1
278 | 7318 | Plasticizer / super plasticizer | kilogram | 276.19 | 36.00 | 9942.84
278 | 8954 | Stop end tubes for diaphragmwall 600 mm dia. | sqm | 240.00 | 4.50 | 1080.00
278 | 8955 | Driving end tubes for diaphragm wall 600 mm dia. | sqm | 240.00 | 72.00 | 17280.00
278 | 0026 | Hire and running charges of bentonite pump | day | 2.00 | 3500.00 | 7000.00
278 |  | Bentonite powder @ 6% of R.C.C. Qty
278 |  | = (164.4 Cum x 0.06)=9.864 cum
278 |  | 9.864 cum x 1400 kg/cum = 13809.6 kg
278 |  | Disposal of bentonite muck
278 |  | Slurry / Muck vol. 49.32 cum
278 |  | Disposal of bentonite muck
278 |  | Slurry / Muck vol. 49.32 cum
278 |  | Add excavated earth = 144.00 cum
278 |  | Total= 144.00 + 49.32 = 193.32 cum
278 | 15.60 | Rate as per Item No.15.60 of
278 | SH: DISMANTLING & DEMOLISHING | cum | 193.32 | 138.85 | 26842.48 | A
278 |  | Disposal of Chipping / Dismantling of
278 |  | contaminated concrete and guide
278 |  | wall etc. with all leads as per item
278 |  | no. 15.3 = 2x(20x0.50x0.60) +
278 |  | 15.00 cum = 20.40 cum
278 | 15.3 | Rate as per Item No.15.3 of
278 | SH: DISMANTLING & DEMOLISHING | cum | 20.40 | 2534.70 | 51707.88 | A
278 | 9999 | Sundries (Extra for concreting by Trimme) | L.S. | 1177.00 | 2.00 | 2354.00
278 | 9999 | Sundries ( Design Charges) | L.S. | 19200.00 | 2.00 | 38400.00
278 | TOTAL |  |  |  |  | 2187510.74 | W
278 | Add 1 % Water charges on "W-A" |  |  |  |  | 6083.44
278 | TOTAL |  |  |  |  | 2193594.19 | X
278 |  | Add GST on "X-A" (multiplying factor
278 |  | 0.1405) 86327.09
278 | TOTAL |  |  |  |  | 2279921.27 | Y
278 | Add 15% CPOH on "Y-A" |  |  |  |  | 105113.21
278 | TOTAL |  |  |  |  | 2385034.48 | Z
278 | Add Cess @ 1% on "Z-A" |  |  |  |  | 8058.68
278 | Cost of 144.0 cum |  |  |  |  | 2393093.16
278 | Cost of 1 cum |  |  |  |  | 16618.70
278 | Say |  |  |  |  | 16618.70

## 06_Masonry_Work
PDF Page | Code / Item No | Description / Specification | Unit | Quantity | Rate (Rs) | Amount (Rs) | Tag / Remarks
280 |  | MASONRY WORK
280 | 271
282 | 6.1 | Brick work with common burnt clay F.P.S. (non modular) bricks of class designation 7.5 in foundation and plinth in:
282 | 6.1.1 | Cement mortar 1:4 (1 cement : 4 coarse sand) Details of cost for 1 cum MATERIAL
282 | 2602 | Common burnt clay F.P.S. (non modular) bricks class designation 7.5 | 1000 Nos | 0.494 | 4500.00 | 2223.00
282 | 2201 | Carriage of Bricks | 1000 Nos | 0.494 | 276.72 | 136.70
282 |  | Cement mortar 1 : 4 (1 cement :
282 |  | 4 coarse sand)
282 | 3.9 | Rate as per item No 3.9 of SH: Mortar | cum | 0.25 | 4010.35 | 1002.59
282 | 9999 | Sundries | L.S. | 2.73 | 2.00 | 5.46
282 |  | LABOUR
282 | 0123 | Mason (brick layer) 1st class | day | 0.36 | 738.00 | 265.68
282 | 0124 | Mason (brick layer) 2nd class | day | 0.36 | 679.00 | 244.44
282 | 0115 | Coolie | day | 1.37 | 558.00 | 764.46
282 | 0101 | Bhisti | day | 0.20 | 617.00 | 123.40
282 | TOTAL |  |  |  |  | 4765.73 W
282 | Add 1 % Water charges on "W" |  |  |  |  | 47.66
282 | TOTAL |  |  |  |  | 4813.38 | X
282 |  | Add GST on "X" (multiplying factor
282 |  | 0.1405) 676.28
282 | TOTAL |  |  |  |  | 5489.66 | Y
282 | Add 15% CPOH on "Y" |  |  |  |  | 823.45
282 | TOTAL |  |  |  |  | 6313.11 | Z
282 | Add Cess @ 1% on "Z" |  |  |  |  | 63.13
282 | Cost of 1 Cum. |  |  |  |  | 6376.25
282 | Say |  |  |  |  | 6376.25
282 | 6.1.2 | Cement mortar 1:6 (1 cement : 6 coarse sand) Details of cost for 1 cum MATERIAL
282 | 2602 | Common burnt clay F.P.S. (non modular) bricks class designation 7.5 | 1000 Nos | 0.494 | 4500.00 | 2223.00
282 | 2201 | Carriage of Bricks | 1000 Nos | 0.494 | 276.72 | 136.70
282 |  | Cement mortar 1 : 6 (1 cement :
282 |  | 6 coarse sand) (Rate as per item
282 |  | No 3.11)
282 | 3.11 | Rate as per Item No.3.11 of SH: Mortar | cum | 0.25 | 3356.15 | 839.04
282 | 9999 | Sundries | L.S. | 2.73 | 2.00 | 5.46
282 |  | LABOUR
282 | 0123 | Mason (brick layer) 1st class | day | 0.36 | 738.00 | 265.68
282 | 0124 | Mason (brick layer) 2nd class | day | 0.36 | 679.00 | 244.44
282 | 0115 | Coolie | day | 1.37 | 558.00 | 764.46
283 | 0101 | Bhisti | day | 0.20 | 617.00 | 123.40
283 | TOTAL |  |  |  |  | 4602.18 | W
283 | Add 1 % Water charges on "W" |  |  |  |  | 46.02
283 | TOTAL |  |  |  |  | 4648.20 | X
283 |  | Add GST on "X" (multiplying factor
283 |  | 0.1405) 653.07
283 | TOTAL |  |  |  |  | 5301.27 | Y
283 | Add 15% CPOH on "Y" |  |  |  |  | 795.19
283 | TOTAL |  |  |  |  | 6096.46 | Z
283 | Add Cess @ 1% on "Z" |  |  |  |  | 60.96
283 | Cost of 1 Cum. |  |  |  |  | 6157.43
283 | Say |  |  |  |  | 6157.45
283 | 6.2 | Brick work with common burnt clay modular bricks of class designation 7.5 in foundation and plinth in:
283 | 6.2.1 | Cement mortar 1:4 (1 cement : 4 coarse sand) Details of cost for 1 cum MATERIAL
283 | 7900 | Modular common burnt clay bricks of class designation 7.5 | 1000 Nos | 0.487 | 4000.00 | 1948.00
283 | 2201 | Carriage of Bricks | 1000 Nos | 0.487 | 276.72 | 134.76
283 |  | Cement mortar 1 : 4 (1 cement :
283 |  | 4 coarse sand)
283 | 3.9 | Rate as per item No 3.9 of SH: Mortar | cum | 0.22 | 4010.35 | 882.28
283 | 9999 | Sundries | L.S. | 2.73 | 2.00 | 5.46
283 |  | LABOUR
283 | 0123 | Mason (brick layer) 1st class | day | 0.33 | 738.00 | 243.54
283 | 0124 | Mason (brick layer) 2nd class | day | 0.33 | 679.00 | 224.07
283 | 0115 | Coolie | day | 1.00 | 558.00 | 558.00
283 | 0101 | Bhisti | day | 0.18 | 617.00 | 111.06
283 | TOTAL |  |  |  |  | 4107.17 W
283 | Add 1 % Water charges on "W" |  |  |  |  | 41.07
283 | TOTAL |  |  |  |  | 4148.24 | X
283 |  | Add GST on "X" (multiplying factor
283 |  | 0.1405) 582.83
283 | TOTAL |  |  |  |  | 4731.07 | Y
283 | Add 15% CPOH on "Y" |  |  |  |  | 709.66
283 | TOTAL |  |  |  |  | 5440.73 | Z
283 | Add Cess @ 1% on "Z" |  |  |  |  | 54.41
283 | Cost of 1 Cum. |  |  |  |  | 5495.14
283 | Say |  |  |  |  | 5495.15
283 | 6.2.2 | Cement Mortar 1:6 (1 cement : 6 coarse sand). Details of cost for 1 cum MATERIAL
283 | 7900 | Modular common burnt clay bricks of class designation 7.5 | 1000 Nos | 0.487 | 4000.00 | 1948.00
284 | 2201 | Carriage of Bricks | 1000 Nos | 0.487 | 276.72 | 134.76
284 |  | Cement mortar 1 : 6 (1 cement :
284 |  | 6 coarse sand)
284 | 3.11 | Rate as per item No 3.11 of SH: Mortar | cum | 0.22 | 3356.15 | 738.35
284 | 9999 | Sundries | L.S. | 2.73 | 2.00 | 5.46
284 |  | LABOUR
284 | 0123 | Mason (brick layer) 1st class | day | 0.33 | 738.00 | 243.54
284 | 0124 | Mason (brick layer) 2nd class | day | 0.33 | 679.00 | 224.07
284 | 0115 | Coolie | day | 1.00 | 558.00 | 558.00
284 | 0101 | Bhisti | day | 0.18 | 617.00 | 111.06
284 | TOTAL |  |  |  |  | 3963.25 W
284 | Add 1 % Water charges on "W" |  |  |  |  | 39.63
284 | TOTAL |  |  |  |  | 4002.88 | X
284 |  | Add GST on "X" (multiplying factor
284 |  | 0.1405) 562.40
284 | TOTAL |  |  |  |  | 4565.28 | Y
284 | Add 15% CPOH on "Y" |  |  |  |  | 684.79
284 | TOTAL |  |  |  |  | 5250.07 | Z
284 | Add Cess @ 1% on "Z" |  |  |  |  | 52.50
284 | Cost of 1 Cum. |  |  |  |  | 5302.58
284 | Say |  |  |  |  | 5302.60
284 | 6.3 | Brick work with common burnt clay machine moulded perforated bricks of class designation 12.5 conforming to IS: 2222 in superstructure above plinth level up to floor five level in cement mortar 1:6 (1 cement : 6 coarse sand) :
284 | 6.3.1 | With F.P.S.(non modular) bricks Details of cost for 1 cum MATERIAL
284 | 7901 | Machine moulded perforated common burnt clay FPS (non modular) bricks of class designation 12.5 | 1000 Nos | 0.494 | 4700.00 | 2321.80
284 | 2201 | Carriage of Bricks | 1000 Nos | 0.494 | 276.72 | 136.70
284 |  | Cement mortar 1 : 6 (1 cement :
284 |  | 6 coarse sand)
284 | 3.11 | Rate as per item No 3.11 of SH: Mortar | cum | 0.25 | 3356.15 | 839.04
284 | 9999 | Sundries | L.S. | 2.73 | 2.00 | 5.46
284 |  | LABOUR
284 | 0123 | Mason (brick layer) 1st class | day | 0.47 | 738.00 | 346.86
284 | 0124 | Mason (brick layer) 2nd class | day | 0.47 | 679.00 | 319.13
284 | 0115 | Coolie | day | 1.80 | 558.00 | 1004.40
284 | 0101 | Bhisti | day | 0.20 | 617.00 | 123.40
284 | 9999 | Scaffolding | L.S. | 22.36 | 2.00 | 44.72
284 |  | Extra labour element required for
284 |  | lifting of materials (above floor two
284 |  | level upto floor five level)
285 | 0115 | Coolie | day | 1.13 | 558.00 | 630.54
285 | TOTAL |  |  |  |  | 5772.05 | W
285 | Add 1 % Water charges on "W" |  |  |  |  | 57.72
285 | TOTAL |  |  |  |  | 5829.77 | X
285 |  | Add GST on "X" (multiplying factor
285 |  | 0.1405) 819.08
285 | TOTAL |  |  |  |  | 6648.85 | Y
285 | Add 15% CPOH on "Y" |  |  |  |  | 997.33
285 | TOTAL |  |  |  |  | 7646.18 | Z
285 | Add Cess @ 1% on "Z" |  |  |  |  | 76.46
285 | Cost of 1 Cum. |  |  |  |  | 7722.64
285 | Say |  |  |  |  | 7722.65
285 | 6.3.2 | With Modular bricks Details of cost for 1 cum MATERIAL
285 | 7902 | Machine moulded common burnt clay modular perforated bricks of class designation 12.5 | 1000 Nos | 0.487 | 5200.00 | 2532.40
285 | 2201 | Carriage of Bricks | 1000 Nos | 0.487 | 276.72 | 134.76
285 |  | Cement mortar 1 : 6 (1 cement :
285 |  | 6 coarse sand)
285 | 3.11 | Rate as per item No 3.11 of SH: Mortar | cum | 0.22 | 3356.15 | 738.35
285 | 9999 | Sundries | L.S. | 2.73 | 2.00 | 5.46
285 |  | LABOUR
285 | 0123 | Mason (brick layer) 1st class | day | 0.44 | 738.00 | 324.72
285 | 0124 | Mason (brick layer) 2nd class | day | 0.44 | 679.00 | 298.76
285 | 0115 | Coolie | day | 1.43 | 558.00 | 797.94
285 | 0101 | Bhisti | day | 0.18 | 617.00 | 111.06
285 | 9999 | Scaffolding | L.S. | 16.38 | 2.00 | 32.76
285 |  | Extra labour element required for
285 |  | lifting of materials (above floor two
285 |  | level upto floor five level)
285 | 0115 | Coolie | day | 1.13 | 558.00 | 630.54
285 | TOTAL |  |  |  |  | 5606.76 W
285 | Add 1 % Water charges on "W" |  |  |  |  | 56.07
285 | TOTAL |  |  |  |  | 5662.82 | X
285 |  | Add GST on "X" (multiplying factor
285 |  | 0.1405) 795.63
285 | TOTAL |  |  |  |  | 6458.45 | Y
285 | Add 15% CPOH on "Y" |  |  |  |  | 968.77
285 | TOTAL |  |  |  |  | 7427.22 | Z
285 | Add Cess @ 1% on "Z" |  |  |  |  | 74.27
285 | Cost of 1 Cum. |  |  |  |  | 7501.49
285 | Say |  |  |  |  | 7501.50
286 | 6.4 | Brick work with common burnt clay F.P.S. (non modular) bricks of class designation 7.5 in superstructure above plinth level up to floor V level in all shapes and sizes in :
286 | 6.4.1 | Cement mortar 1:4 (1 cement : 4 coarse sand) Details of cost for 1 cum MATERIAL
286 | 2602 | Common burnt clay F.P.S. (non modular) bricks class designation 7.5 | 1000 Nos | 0.494 | 4500.00 | 2223.00
286 |  | Cement mortar 1 : 4 (1 cement :
286 |  | 4 coarse sand)
286 | 3.9 | Rate as per Item Number 3.9 of SH: Mortars | cum | 0.25 | 4010.35 | 1002.59
286 | 2201 | Carriage of Bricks | 1000 Nos | 0.494 | 276.72 | 136.70
286 | 9999 | Sundries | L.S. | 2.73 | 2.00 | 5.46
286 |  | LABOUR
286 | 0123 | Mason (brick layer) 1st class | day | 0.47 | 738.00 | 346.86
286 | 0124 | Mason (brick layer) 2nd class | day | 0.47 | 679.00 | 319.13
286 |  | Extra labour element required for
286 |  | lifting of materials (above floor two
286 |  | level upto floor five level)"
286 | 0115 | Coolie | day | 1.80 | 558.00 | 1004.40
286 | 0101 | Bhisti | day | 0.20 | 617.00 | 123.40
286 | 9999 | Scaffolding | L.S. | 22.36 | 2.00 | 44.72
286 | 0115 | Coolie | day | 1.13 | 558.00 | 630.54
286 | TOTAL |  |  |  |  | 5836.80 W
286 | Add 1 % Water charges on "W" |  |  |  |  | 58.37
286 | TOTAL |  |  |  |  | 5895.17 | X
286 |  | Add GST on "X" (multiplying factor
286 |  | 0.1405) 828.27
286 | TOTAL |  |  |  |  | 6723.44 | Y
286 | Add 15% CPOH on "Y" |  |  |  |  | 1008.52
286 | TOTAL |  |  |  |  | 7731.95 | Z
286 | Add Cess @ 1% on "Z" |  |  |  |  | 77.32
286 | Cost of 1 Cum. |  |  |  |  | 7809.27
286 | Say |  |  |  |  | 7809.25
286 | 6.4.2 | Cement mortar 1:6 (1 cement : 6 coarse sand) Details of cost for 1 cum MATERIAL
286 | 2602 | Common burnt clay F.P.S. (non modular) bricks class designation 7.5 | 1000 Nos | 0.494 | 4500.00 | 2223.00
286 |  | Cement mortar 1 : 6
286 | 3.11 | Rate as per Item Number 3.11 of SH: Mortars | cum | 0.25 | 3356.15 | 839.04
286 | 2201 | Carriage of Bricks | 1000 Nos | 0.494 | 276.72 | 136.70
286 | 9999 | Sundries | L.S. | 2.73 | 2.00 | 5.46
286 |  | LABOUR
286 | 0123 | Mason (brick layer) 1st class | day | 0.47 | 738.00 | 346.86
286 | 0124 | Mason (brick layer) 2nd class | day | 0.47 | 679.00 | 319.13
287 | 0115 | Coolie | day | 1.80 | 558.00 | 1004.40
287 | 0101 | Bhisti | day | 0.20 | 617.00 | 123.40
287 | 9999 | Scaffolding | L.S. | 22.36 | 2.00 | 44.72
287 |  | Extra labour element required for
287 |  | lifting of materials (above floor two
287 |  | level upto floor five level)
287 | 0115 | Coolie | day | 1.13 | 558.00 | 630.54
287 | TOTAL |  |  |  |  | 5673.25 W
287 | Add 1 % Water charges on "W" |  |  |  |  | 56.73
287 | TOTAL |  |  |  |  | 5729.98 | X
287 |  | Add GST on "X" (multiplying factor
287 |  | 0.1405) 805.06
287 | TOTAL |  |  |  |  | 6535.04 | Y
287 | Add 15% CPOH on "Y" |  |  |  |  | 980.26
287 | TOTAL |  |  |  |  | 7515.30 | Z
287 | Add Cess @ 1% on "Z" |  |  |  |  | 75.15
287 | Cost of 1 Cum. |  |  |  |  | 7590.45
287 | Say |  |  |  |  | 7590.45
287 |  | above floor V level, for each four floors or part thereof by mechanical means.
287 |  | Details of cost for 5.3 cum per four
287 |  | floors .
287 | 0037 | Mobile crane | day | 0.125 | 7500.00 | 937.50
287 | TOTAL |  |  |  |  | 937.50 W
287 | Add 1 % Water charges on "W" |  |  |  |  | 9.38
287 | TOTAL |  |  |  |  | 946.88 | X
287 |  | Add GST on "X" (multiplying factor
287 |  | 0.1405) 133.04
287 | TOTAL |  |  |  |  | 1079.91 | Y
287 | Add 15% CPOH on "Y" |  |  |  |  | 161.99
287 | TOTAL |  |  |  |  | 1241.90 | Z
287 | Add Cess @ 1% on "Z" |  |  |  |  | 12.42
287 | Cost of 5.3 Cum. |  |  |  |  | 1254.32
287 |  | Cost for 1 cum 236.66
287 | Say |  |  |  |  | 236.65
287 | 6.6 | Extra for forming cavity 5 cm to 11.5 cm wide in cavity walls with necessary weep and vent holes including use of cores and cost of providing and fixing bitumastic coated M .S. ties 300 mm long of 25x3 mm section at not less than 3 ties per sqm as per approved design. Details of cost for 10sqm. MATERIAL Mild steel 25mmx3mm section 30cm long 30 No. = 9 metres @ 0.6kg/m = 5.40 kg
287 | 1008 | Flats upto 10 mm in thickness | quintal | 0.054 | 4500.00 | 243.00
288 | 9999 | Painting the steel Bitumen | L.S. | 13.52 | 2.00 | 27.04
288 | 2205 | Carriage of Steel | tonne | 0.005 | 92.24 | 0.46
288 |  | Extra labour for keeping cavity clear
288 |  | and fixing wall ties and delay caused:
288 | 0123 | Mason (brick layer) 1st class | day | 0.37 | 738.00 | 273.06
288 | 0124 | Mason (brick layer) 2nd class | day | 0.37 | 679.00 | 251.23
288 | 0114 | Beldar | day | 0.92 | 558.00 | 513.36
288 | 9999 | Add for use of Core | L.S. | 4.55 | 2.00 | 9.10
288 | TOTAL |  |  |  |  | 1317.25 | W
288 | Add 1 % Water charges on "W" |  |  |  |  | 13.17
288 | TOTAL |  |  |  |  | 1330.42 | X
288 |  | Add GST on "X" (multiplying factor
288 |  | 0.1405) 186.92
288 | TOTAL |  |  |  |  | 1517.35 | Y
288 | Add 15% CPOH on "Y" |  |  |  |  | 227.60
288 | TOTAL |  |  |  |  | 1744.95 | Z
288 | Add Cess @ 1% on "Z" |  |  |  |  | 17.45
288 |  | Cost for 10 sqm. 1762.40
288 |  | Cost for 1 sqm. 176.24
288 | Say |  |  |  |  | 176.25
288 | 6.7 | Providing half brick masonry with common burnt clay F.P.S. (non modular) bricks of class designation 7.5 in cement mortar 1:3 (1 Cement : 3 coarse sand) in superstructure for closing cavity 5 to 7.5 cm wide in cavity wall complete with 10cm / 11.4 cm wide bitumen felt type 3 grade 1. Details of cost for 10m length MATERIAL Half brick masonry 1:3 (Average) 1x10x0.27 = 2.7
288 | 6.12.1 | Rate as per item No. 6.12.1 of
288 | SH: Brick Work | sqm | 2.70 | 798.25 | 2155.28 | A
288 |  | Bitumen felt type- 3 grade 1
288 |  | 1x10mx11.4m = 1.14 sqm.
288 |  | Add for wastage and overlapping @
288 |  | 5% = 0.06 sqm.
288 |  | Total = 1.20 sqm
288 | 0322 | Bitumen felt :Type 3 grade 1 | sqm | 1.20 | 70.00 | 84.00
288 |  | LABOUR
288 | 0123 | Mason (brick layer) 1st class | day | 0.12 | 738.00 | 88.56
288 | 0124 | Mason (brick layer) 2nd class | day | 0.12 | 679.00 | 81.48
288 | 0114 | Beldar | day | 0.06 | 558.00 | 33.48
288 | TOTAL |  |  |  |  | 2442.80 W
288 | Add 1 % Water charges on "W-A" |  |  |  |  | 2.88
288 | TOTAL |  |  |  |  | 2445.67 | X
288 |  | Add GST on "X-A" (multiplying
288 |  | factor 0.1405) 40.80
288 | TOTAL |  |  |  |  | 2486.47 | Y
288 | Add 15% CPOH on "Y-A" |  |  |  |  | 49.68
288 | TOTAL |  |  |  |  | 2536.15 | Z
288 | Add Cess @ 1% on "Z-A" |  |  |  |  | 3.81
288 | Cost of 10 metre |  |  |  |  | 2539.96
288 |  | Cost for 1 metre 254.00
288 | Say |  |  |  |  | 254.00
289 | 6.8 | Brick work 7 cm thick with common burnt clay F.P.S. (non modular) brick of class designation 7.5 in cement mortar 1:3 (1 cement : 3 coarse sand) in superstructure above plinth level and upto floor five level. Details of cost for 10sqm. MATERIAL
289 | 2602 | Common burnt clay F.P.S. (non modular) bricks class designation 7.5 | 1000 Nos | 0.377 | 4500.00 | 1696.50
289 |  | Cement mortar 1:3
289 | 3.8 | Rate as per Item Number 3.8 of SH: Mortars | cum | 0.181 | 4664.55 | 844.28
289 | 2201 | Carriage of Bricks | 1000 Nos | 0.377 | 276.72 | 104.32
289 |  | LABOUR
289 | 0123 | Mason (brick layer) 1st class | day | 0.72 | 738.00 | 531.36
289 | 0124 | Mason (brick layer) 2nd class | day | 0.72 | 679.00 | 488.88
289 | 0115 | Coolie | day | 1.76 | 558.00 | 982.08
289 | 0101 | Bhisti | day | 0.36 | 617.00 | 222.12
289 | 9999 | Sundries and scaffolding | L.S. | 7.15 | 2.00 | 14.30
289 |  | Extra labour for lifting of material
289 |  | (above floor two level up to floor five
289 |  | level)
289 | 0115 | Coolie | day | 1.29 | 558.00 | 719.82
289 | TOTAL |  |  |  |  | 5603.67 | W
289 | Add 1 % Water charges on "W" |  |  |  |  | 56.04
289 | TOTAL |  |  |  |  | 5659.70 | X
289 |  | Add GST on "X" (multiplying factor
289 |  | 0.1405) 795.19
289 | TOTAL |  |  |  |  | 6454.89 | Y
289 | Add 15% CPOH on "Y" |  |  |  |  | 968.23
289 | TOTAL |  |  |  |  | 7423.13 | Z
289 | Add Cess @ 1% on "Z" |  |  |  |  | 74.23
289 |  | Cost for 10 sqm. 7497.36
289 |  | Cost for 1 sqm. 749.74
289 | Say |  |  |  |  | 749.75
289 | 6.9 | Brick work in plain arches in superstructure above plinth level and upto floor five level including centering and shuttering complete for span up to 6 metres with common burnt clay F.P.S. (non modular) bricks of class designation 7.5 in cement mortar 1:3 (1 cement : 3 coarse sand). Details of cost for 1 cum. MATERIAL
289 | 2602 | Common burnt clay F.P.S. (non modular) bricks class designation 7.5 | 1000 Nos | 0.494 | 4500.00 | 2223.00
289 |  | Cement mortar 1:3
289 | 3.8 | Rate as per Item Number 3.8 of SH: Mortars | cum | 0.25 | 4664.55 | 1166.14
289 | 2201 | Carriage of Bricks | 1000 Nos | 0.494 | 276.72 | 136.70
290 | 9999 | Sundries | L.S. | 2.73 | 2.00 | 5.46
290 |  | Centring and shuttering
290 |  | Taking a semi circular arch 3.6m span,
290 |  | 3.6m long and 0.40m thick
290 |  | Area of centering = 3.142 x 1.8 x
290 |  | 3.6 = 20.37 sqm.
290 |  | Brick work in Arch = 3.142x2.00x
290 |  | 0.4x3.6 = 9.05cum.
290 |  | Area per cum = 20.37/9.05 = 2.25 sqm
290 | 5.9.9 | Rate as per item no 5.9.9 of
290 | SH : Reinforced cement concrete work | sqm | 2.25 | 1713.20 | 3854.70 | A
290 | 9999 | Scaffolding | L.S. | 18.85 | 2.00 | 37.70
290 |  | LABOUR
290 | 0123 | Mason (brick layer) 1st class | day | 0.53 | 738.00 | 391.14
290 | 0124 | Mason (brick layer) 2nd class | day | 0.53 | 679.00 | 359.87
290 | 0115 | Coolie | day | 2.29 | 558.00 | 1277.82
290 | 0101 | Bhisti | day | 0.20 | 617.00 | 123.40
290 |  | Extra labour for lifting of material
290 |  | (above floor two level up to floor five
290 |  | level)
290 | 0115 | Coolie | day | 1.13 | 558.00 | 630.54
290 | TOTAL |  |  |  |  | 10206.47 | W
290 | Add 1 % Water charges on "W-A" |  |  |  |  | 63.52
290 | TOTAL |  |  |  |  | 10269.98 | X
290 |  | Add GST on "X-A" (multiplying factor
290 |  | 0.1405) 901.35
290 | TOTAL |  |  |  |  | 11171.33 | Y
290 | Add 15% CPOH on "Y-A" |  |  |  |  | 1097.49
290 | TOTAL |  |  |  |  | 12268.83 | Z
290 | Add Cess @ 1% on "Z-A" |  |  |  |  | 84.14
290 |  | Cost for 1 cum. 12352.97
290 | Say |  |  |  |  | 12352.95
290 | 6.10 | Brick work in gauged arches in superstructure above plinth level and upto floor five level in cement mortar 1:3 (1 cement : 3 coarse sand) including centering and shuttering complete, for span up to 6 meters with common burnt clay F.P.S. (non modular) bricks of class designation 7.5. Details of cost for 1 cum. MATERIAL
290 | 2602 | Common burnt clay F.P.S. (non modular) bricks class designation 7.5 | 1000 Nos | 0.538 | 4500.00 | 2421.00
290 |  | Cement mortar 1:3
290 | 3.8 | Rate as per Item Number 3.8 of SH: Mortars | cum | 0.25 | 4664.55 | 1166.14
290 | 2201 | Carriage of Bricks | 1000 Nos | 0.538 | 276.72 | 148.88
290 | 9999 | Sundries | L.S. | 2.73 | 2.00 | 5.46
290 |  | Centring and shuttering (Area same
290 |  | as in item No. 6.9)
290 | 5.9.9 | Rate as per item no 5.9.9 of
290 | SH : Reinforced cement concrete work | sqm | 2.25 | 1713.20 | 3854.70 | A
290 | 9999 | Scaffolding | L.S. | 18.85 | 2.00 | 37.70
291 |  | LABOUR
291 | 0123 | Mason (brick layer) 1st class | day | 1.13 | 738.00 | 833.94
291 | 0124 | Mason (brick layer) 2nd class | day | 1.13 | 679.00 | 767.27
291 | 0115 | Coolie | day | 4.42 | 558.00 | 2466.36
291 | 0101 | Bhisti | day | 0.20 | 617.00 | 123.40
291 |  | Extra labour for lifting of material
291 |  | (above floor two level up to floor five
291 |  | level)
291 | 0115 | Coolie | day | 1.13 | 558.00 | 630.54
291 | TOTAL |  |  |  |  | 12455.38 | W
291 | Add 1 % Water charges on "W-A" |  |  |  |  | 86.01
291 | TOTAL |  |  |  |  | 12541.39 | X
291 |  | Add GST on "X-A" (multiplying factor
291 |  | 0.1405) 1220.48
291 | TOTAL |  |  |  |  | 13761.87 | Y
291 | Add 15% CPOH on "Y-A" |  |  |  |  | 1486.08
291 | TOTAL |  |  |  |  | 15247.95 | Z
291 | Add Cess @ 1% on "Z-A" |  |  |  |  | 113.93
291 |  | Cost for 1 cum. 15361.88
291 | Say |  |  |  |  | 15361.90
291 | 6.11 | Extra for additional cost of centering for arches exceeding 6m span including all shuttering, bolting, wedging and removal (Area of the soffit to be measured). Details of cost for 33.31 sqm MATERIAL Centering and shuttering for arches and carved surface exceeding 6m in span (an average of 8m) Radius R = 5m 2R-2=4+4 tan -¹ (4/3)=53.28° 2x53.28°=106° Surface area =2x22/7x5x3.6x 106/360=33.3sqm. Arc=9.25m MATERIAL Tie-2x8x0.18x0.05 =0.144cum Struts-2x2.5x0.1x0.1 =0.050cum. Struts-2x1.77x0.1x0.1=0.035cum. Ribs-6x1.54x0.23x0.1=0.213cum. Struts-2x1.72x0.1x0.1=0.034cum. Total=0.476cum. For four such frames =0.476x4 = 1.904 cum. laggings-75x3.6x0.125x0.075= 2.531cum. Tie-2x3.6x0.225x0.038=0.062cum. Brace-3x2x2.14x0.225x0.038=0.110
292 |  | Brace-3x4x3.8x0.225x0.038=0.390
292 |  | Sleepers-4x3.6x0.20x0.15=0.432
292 |  | Sleepers-2x4x3.6x0.175x0.075=0.378
292 |  | Vertical post-4x4x3.6x0.15x0.15=1.296
292 |  | Total = 7.103cum.
292 |  | Qty taken as 1/8th of qty for cost of
292 |  | using once = 7.103/8 = 0.8885 cum
292 |  | (887.90 cudm)
292 | 1197 | Second class kail wood in scantling | 10 cudm | 88.79 | 260.00 | 23085.40
292 | 2204 | Carriage of Timber | cum | 0.8879 | 118.59 | 105.30
292 |  | Fittings:
292 |  | 3 way straps 50mmx10mm = 32 Nos.
292 |  | 32 no. @0.50cm each = 16m
292 |  | Straps-50mmx10mm = 8 Nos. @
292 |  | 0.25cm
292 |  | each = 2m
292 |  | Total = 18m @ 3.9kg/m = 70.2 kg. =
292 |  | 0.702qtl.
292 |  | Qty taken l/8th of qty for cost using
292 |  | once = 0.702/8 = 0.0878 qtl.
292 | 1225 | Mild steel flat strap fitting | quintal | 0.0878 | 4120.00 | 361.74
292 |  | Bolts 160 Nos. 254 mm long 16mm
292 |  | dia.-
292 |  | 160x 0.254x 1.58=64.21 kg=0.64qtl.
292 |  | Qty taken 1/8th of qty for cost using
292 |  | once = 0.64/8 = 0.08 qtl
292 | 1034 | Bolts and nuts upto 300 mm in length | quintal | 0.08 | 4800.00 | 384.00
292 |  | Carriage of steel = 0.1342 t
292 |  | Qty taken 1/8th of qty for cost using
292 |  | once = 0.1342/8 = 0.0168 tonne
292 | 2302 | Carriage of G.I.sheet and accessories | tonne | 0.0168 | 92.24 | 1.55
292 |  | LABOUR
292 | 0112 | Carpenter 2nd class | day | 28.00 | 679.00 | 19012.00
292 | 0114 | Beldar | day | 24.00 | 558.00 | 13392.00
292 | 9999 | Sundries | L.S. | 134.55 | 2.00 | 269.10
292 |  | Less Cost of shuttering etc. for an
292 |  | arch upto 6 m span i.e. for an average
292 |  | of 8 m span
292 | 5.9.9 | Rate as per item no 5.9.9 of
292 | SH : Reinforced cement concrete work | sqm | -33.31 | 1713.20 | -57066.69 | A
292 | TOTAL |  |  |  |  | -455.61 W
292 | Add 1 % Water charges on "W-A" |  |  |  |  | 566.11
292 | TOTAL |  |  |  |  | 110.50 | X
292 |  | Add GST on "X-A" (multiplying factor
292 |  | 0.1405) 8033.40
292 | TOTAL |  |  |  |  | 8143.90 | Y
292 | Add 15% CPOH on "Y-A" |  |  |  |  | 9781.59
292 | TOTAL |  |  |  |  | 17925.48 | Z
292 | Add Cess @ 1% on "Z-A" |  |  |  |  | 749.92
292 | Cost of 33.31sqm. |  |  |  |  | 18675.41
292 |  | Cost per sqm 560.65
292 | Say |  |  |  |  | 560.65
293 | 6.12 | Half brick masonry with common burnt clay F.P.S. (non modular) bricks of class designation 7.5 in foundations and plinth in :
293 | 6.12.1 | Cement mortar 1:3 (1 cement : 3 coarse sand) Details of cost for 10 sqm. MATERIAL
293 | 2602 | Common burnt clay F.P.S. (non modular) bricks class designation 7.5 | 1000 Nos | 0.565 | 4500.00 | 2542.50
293 |  | Cement mortar 1:3
293 | 3.8 | Cement mortar 1:3 (1 cement : 3 coarse sand) (Rate as per item No 3.8) | cum | 0.28 | 4664.55 | 1306.07
293 | 2201 | Carriage of Bricks | 1000 Nos | 0.565 | 276.72 | 156.35
293 | 9999 | Sundries & Scaffolding | L.S. | 13.52 | 2.00 | 27.04
293 |  | LABOUR
293 | 0123 | Mason (brick layer) 1st class | day | 0.45 | 738.00 | 332.10
293 | 0124 | Mason (brick layer) 2nd class | day | 0.45 | 679.00 | 305.55
293 | 0115 | Coolie | day | 1.55 | 558.00 | 864.90
293 | 0101 | Bhisti | day | 0.70 | 617.00 | 431.90
293 | TOTAL |  |  |  |  | 5966.41 W
293 | Add 1 % Water charges on "W" |  |  |  |  | 59.66
293 | TOTAL |  |  |  |  | 6026.07 | X
293 |  | Add GST on "X" (multiplying factor
293 |  | 0.1405) 846.66
293 | TOTAL |  |  |  |  | 6872.74 | Y
293 | Add 15% CPOH on "Y" |  |  |  |  | 1030.91
293 | TOTAL |  |  |  |  | 7903.65 | Z
293 | Add Cess @ 1% on "Z" |  |  |  |  | 79.04
293 |  | Cost for 10 sqm. 7982.69
293 |  | Cost for 1 sqm. 798.27
293 | Say |  |  |  |  | 798.25
293 | 6.12.2 | cement mortar 1:4 (1 cement : 4 coarse sand) Details of cost for 10 sqm. MATERIAL
293 | 2602 | Common burnt clay F.P.S. (non modular) bricks class designation 7.5 | 1000 Nos | 0.565 | 4500.00 | 2542.50
293 |  | Cement mortar 1 : 4
293 | 3.9 | Cement mortar 1 : 4 (1 cement : 4 coarse sand) (Rate as per item No 3.9) | cum | 0.28 | 4010.35 | 1122.90
293 | 2201 | Carriage of Bricks | 1000 Nos | 0.565 | 276.72 | 156.35
293 | 9999 | Sundries & Scaffolding | L.S. | 13.52 | 2.00 | 27.04
293 |  | LABOUR
293 | 0123 | Mason (brick layer) 1st class | day | 0.45 | 738.00 | 332.10
293 | 0124 | Mason (brick layer) 2nd class | day | 0.45 | 679.00 | 305.55
293 | 0115 | Coolie | day | 1.55 | 558.00 | 864.90
294 | 0101 | Bhisti | day | 0.70 | 617.00 | 431.90
294 | TOTAL |  |  |  |  | 5783.23 | W
294 | Add 1 % Water charges on "W" |  |  |  |  | 57.83
294 | TOTAL |  |  |  |  | 5841.07 | X
294 |  | Add GST on "X" (multiplying factor
294 |  | 0.1405) 820.67
294 | TOTAL |  |  |  |  | 6661.74 | Y
294 | Add 15% CPOH on "Y" |  |  |  |  | 999.26
294 | TOTAL |  |  |  |  | 7661.00 | Z
294 | Add Cess @ 1% on "Z" |  |  |  |  | 76.61
294 |  | Cost for 10 sqm. 7737.61
294 |  | Cost for 1 sqm. 773.76
294 | Say |  |  |  |  | 773.75
294 | 6.13 | Half brick masonry with common burnt clay F.P.S. (non modular) bricks of class designation 7.5 in superstructure above plinth level up to floor V level.
294 | 6.13.1 | Cement mortar 1:3 (1 cement :3 coarse sand) Details of cost for 10 sqm. MATERIAL
294 | 2602 | Common burnt clay F.P.S. (non modular) bricks class designation 7.5 | 1000 Nos | 0.565 | 4500.00 | 2542.50
294 |  | Cement mortar 1:3
294 | 3.8 | Rate as per Item Number 3.8 of SH: Mortars | cum | 0.28 | 4664.55 | 1306.07
294 | 2201 | Carriage of Bricks | 1000 Nos | 0.565 | 276.72 | 156.35
294 | 9999 | Sundries & Scaffolding | L.S. | 13.52 | 2.00 | 27.04
294 |  | LABOUR
294 | 0123 | Mason (brick layer) 1st class | day | 0.60 | 738.00 | 442.80
294 | 0124 | Mason (brick layer) 2nd class | day | 0.60 | 679.00 | 407.40
294 | 0115 | Coolie | day | 2.00 | 558.00 | 1116.00
294 | 0101 | Bhisti | day | 0.70 | 617.00 | 431.90
294 |  | Extra labour for lifting materials:
294 | 0115 | Coolie | day | 1.29 | 558.00 | 719.82
294 |  | 10 x 0.115 x1.13
294 | TOTAL |  |  |  |  | 7149.88 | W
294 | Add 1 % Water charges on "W" |  |  |  |  | 71.50
294 | TOTAL |  |  |  |  | 7221.38 | X
294 |  | Add GST on "X" (multiplying factor
294 |  | 0.1405) 1014.60
294 | TOTAL |  |  |  |  | 8235.98 | Y
294 | Add 15% CPOH on "Y" |  |  |  |  | 1235.40
294 | TOTAL |  |  |  |  | 9471.38 | Z
294 | Add Cess @ 1% on "Z" |  |  |  |  | 94.71
294 |  | Cost for 10 sqm. 9566.09
294 |  | Cost for 1 sqm. 956.61
294 | Say |  |  |  |  | 956.60
295 | 6.13.2 | Cement mortar 1:4 (1 cement :4 coarse sand) Details of cost for 10 sqm. MATERIAL
295 | 2602 | Common burnt clay F.P.S. (non modular) bricks class designation 7.5 | 1000 Nos | 0.565 | 4500.00 | 2542.50
295 |  | Cement mortar 1 : 4
295 | 3.9 | Rate as per Item Number 3.9 of SH: Mortars | cum | 0.28 | 4010.35 | 1122.90
295 | 2201 | Carriage of Bricks | 1000 Nos | 0.565 | 276.72 | 156.35
295 | 9999 | Sundries & Scaffolding | L.S. | 13.52 | 2.00 | 27.04
295 |  | LABOUR
295 | 0123 | Mason (brick layer) 1st class | day | 0.60 | 738.00 | 442.80
295 | 0124 | Mason (brick layer) 2nd class | day | 0.60 | 679.00 | 407.40
295 | 0115 | Coolie | day | 2.00 | 558.00 | 1116.00
295 | 0101 | Bhisti | day | 0.70 | 617.00 | 431.90
295 |  | Extra labour for lifting materials:
295 | 0115 | Coolie | day | 1.29 | 558.00 | 719.82
295 |  | 10 x 0.115 x 1.13
295 | TOTAL |  |  |  |  | 6966.70 | W
295 | Add 1 % Water charges on "W" |  |  |  |  | 69.67
295 | TOTAL |  |  |  |  | 7036.37 | X
295 |  | Add GST on "X" (multiplying factor
295 |  | 0.1405) 988.61
295 | TOTAL |  |  |  |  | 8024.98 | Y
295 | Add 15% CPOH on "Y" |  |  |  |  | 1203.75
295 | TOTAL |  |  |  |  | 9228.73 | Z
295 | Add Cess @ 1% on "Z" |  |  |  |  | 92.29
295 |  | Cost for 10 sqm. 9321.02
295 |  | Cost for 1 sqm. 932.10
295 | Say |  |  |  |  | 932.10
295 | 6.14 | Extra for half brick masonry in superstructure, above floor V level for every four floors or part thereof by mechanical means. Details of cost for 59.83 sqm per four floors .
295 | 0037 | Mobile crane | day | 0.125 | 7500.00 | 937.50
295 | TOTAL |  |  |  |  | 937.50 W
295 | Add 1 % Water charges on "W" |  |  |  |  | 9.38
295 | TOTAL |  |  |  |  | 946.88 | X
295 |  | Add GST on "X" (multiplying factor
295 |  | 0.1405) 133.04
295 | TOTAL |  |  |  |  | 1079.91 | Y
295 | Add 15% CPOH on "Y" |  |  |  |  | 161.99
295 | TOTAL |  |  |  |  | 1241.90 | Z
295 | Add Cess @ 1% on "Z" |  |  |  |  | 12.42
295 | Cost of 59.83 sqm. |  |  |  |  | 1254.32
295 |  | Cost for 1 sqm 20.96
295 | Say |  |  |  |  | 20.95
296 | 6.15 | Extra for providing and placing in position 2 Nos 6mm dia. M.S. bars at every third course of half brick masonry. Details of cost for 10sqm. 6mm dia. M.S. bars (round) 2 Nos. @ 30 meter/10sqm. = 60 metre @ 0.22kg/m = 13.2 kg
296 | 1002 | Mild steel round bar 6 mm dia | quintal | 0.132 | 4500.00 | 594.00
296 | 2205 | Carriage of Steel | tonne | 0.0132 | 92.24 | 1.22
296 | 9999 | Sundries | L.S. | 1.82 | 2.00 | 3.64
296 | TOTAL |  |  |  |  | 598.86 | W
296 | Add 1 % Water charges on "W" |  |  |  |  | 5.99
296 | TOTAL |  |  |  |  | 604.85 | X
296 |  | Add GST on "X" (multiplying factor
296 |  | 0.1405) 84.98
296 | TOTAL |  |  |  |  | 689.83 | Y
296 | Add 15% CPOH on "Y" |  |  |  |  | 103.47
296 | TOTAL |  |  |  |  | 793.30 | Z
296 | Add Cess @ 1% on "Z" |  |  |  |  | 7.93
296 |  | Cost for 10 sqm. 801.23
296 |  | Cost for 1 sqm. 80.12
296 | Say |  |  |  |  | 80.10
296 | 6.16 | Tile brick masonry with common burnt clay F.P.S. (non modular) tile bricks of class designation 10 in foundation and plinth in:
296 | 6.16.1 | Cement mortar 1:4 (1 cement : 4 coarse sand) Details of cost for 1 cum. MATERIAL
296 | 1984 | Common burnt clay F.P.S. (non modular) bricks tile class designation 10 | 1000 Nos | 0.777 | 4500.00 | 3496.50
296 |  | Cement mortar 1 : 4
296 | 3.9 | Rate as per Item Number 3.9 of SH: Mortars | cum | 0.40 | 4010.35 | 1604.14
296 | 2207 | Carriage of Brick tiles | 1000 Nos | 0.777 | 166.03 | 129.01
296 | 9999 | Sundries | L.S. | 4.55 | 2.00 | 9.10
296 |  | LABOUR
296 | 0123 | Mason (brick layer) 1st class | day | 0.70 | 738.00 | 516.60
296 | 0124 | Mason (brick layer) 2nd class | day | 0.70 | 679.00 | 475.30
296 | 0115 | Coolie | day | 1.54 | 558.00 | 859.32
296 | 0101 | Bhisti | day | 0.20 | 617.00 | 123.40
296 | TOTAL |  |  |  |  | 7213.37 W
296 | Add 1 % Water charges on "W" |  |  |  |  | 72.13
296 | TOTAL |  |  |  |  | 7285.50 | X
296 |  | Add GST on "X" (multiplying factor
296 |  | 0.1405) 1023.61
296 | TOTAL |  |  |  |  | 8309.11 | Y
296 | Add 15% CPOH on "Y" |  |  |  |  | 1246.37
296 | TOTAL |  |  |  |  | 9555.48 | Z
296 | Add Cess @ 1% on "Z" |  |  |  |  | 95.55
296 |  | Cost for 1 cum. 9651.03
296 | Say |  |  |  |  | 9651.05
297 | 6.16.2 | Cement mortar 1:6 (1 cement : 6 coarse sand) Details of cost for 1 cum. MATERIAL
297 | 1984 | Common burnt clay F.P.S. (non modular) bricks tile class designation 10 | 1000 Nos | 0.777 | 4500.00 | 3496.50
297 |  | Cement mortar 1 : 6
297 | 3.11 | Rate as per Item Number 3.11 of SH: Mortars | cum | 0.40 | 3356.15 | 1342.46
297 | 2207 | Carriage of Brick tiles | 1000 Nos | 0.777 | 166.03 | 129.01
297 | 9999 | Sundries | L.S. | 4.55 | 2.00 | 9.10
297 |  | LABOUR
297 | 0123 | Mason (brick layer) 1st class | day | 0.70 | 738.00 | 516.60
297 | 0124 | Mason (brick layer) 2nd class | day | 0.70 | 679.00 | 475.30
297 | 0115 | Coolie | day | 1.54 | 558.00 | 859.32
297 | 0101 | Bhisti | day | 0.20 | 617.00 | 123.40
297 | TOTAL |  |  |  |  | 6951.69 W
297 | Add 1 % Water charges on "W" |  |  |  |  | 69.52
297 | TOTAL |  |  |  |  | 7021.20 | X
297 |  | Add GST on "X" (multiplying factor
297 |  | 0.1405) 986.48
297 | TOTAL |  |  |  |  | 8007.68 | Y
297 | Add 15% CPOH on "Y" |  |  |  |  | 1201.15
297 | TOTAL |  |  |  |  | 9208.83 | Z
297 | Add Cess @ 1% on "Z" |  |  |  |  | 92.09
297 |  | Cost for 1 cum. 9300.92
297 | Say |  |  |  |  | 9300.90
297 | 6.17 | Tile brick masonry with common burnt clay machine moulded tile bricks of class designation 12.5 conforming to IS : 2690 (Part I) in foundation and plinth in cement mortar 1:6 (1 cement : 6 coarse sand). Details of cost for 1 cum. MATERIAL
297 | 7904 | Machine moulded common burnt clay tile bricks of class designation 12.5 | 1000 Nos | 0.777 | 4900.00 | 3807.30
297 | 2207 | Carriage of Brick tiles | 1000 Nos | 0.777 | 166.03 | 129.01
297 |  | Cement mortar 1 : 6
297 | 3.11 | Rate as per Item Number 3.11 of SH: Mortars | cum | 0.40 | 3356.15 | 1342.46
297 | 9999 | Sundries | L.S. | 4.55 | 2.00 | 9.10
297 |  | LABOUR
297 | 0123 | Mason (brick layer) 1st class | day | 0.70 | 738.00 | 516.60
297 | 0124 | Mason (brick layer) 2nd class | day | 0.70 | 679.00 | 475.30
297 | 0115 | Coolie | day | 1.54 | 558.00 | 859.32
298 | 0101 | Bhisti | day | 0.20 | 617.00 | 123.40
298 | TOTAL |  |  |  |  | 7262.49 | W
298 | Add 1 % Water charges on "W" |  |  |  |  | 72.62
298 | TOTAL |  |  |  |  | 7335.11 | X
298 |  | Add GST on "X" (multiplying factor
298 |  | 0.1405) 1030.58
298 | TOTAL |  |  |  |  | 8365.69 | Y
298 | Add 15% CPOH on "Y" |  |  |  |  | 1254.85
298 | TOTAL |  |  |  |  | 9620.55 | Z
298 | Add Cess @ 1% on "Z" |  |  |  |  | 96.21
298 | Cost of 1 Cum. |  |  |  |  | 9716.75
298 | Say |  |  |  |  | 9716.75
298 | 6.18 | Tile brick masonry with common burnt clay F.P.S. (non modular) tile bricks of class designation 10 in superstructure above plinth level up to floor V level in cement mortar 1:6 (1 cement : 6 coarse sand). Details of cost for 1 cum. MATERIAL
298 | 1984 | Common burnt clay F.P.S. (non modular) bricks tile class designation 10 | 1000 Nos | 0.777 | 4500.00 | 3496.50
298 | 2207 | Carriage of Brick tiles | 1000 Nos | 0.777 | 166.03 | 129.01
298 |  | Cement mortar 1 : 6
298 | 3.11 | Rate as per Item Number 3.11 of SH: Mortars | cum | 0.40 | 3356.15 | 1342.46
298 | 9999 | Sundries | L.S. | 4.55 | 2.00 | 9.10
298 |  | LABOUR
298 | 0123 | Mason (brick layer) 1st class | day | 0.90 | 738.00 | 664.20
298 | 0124 | Mason (brick layer) 2nd class | day | 0.90 | 679.00 | 611.10
298 | 0115 | Coolie | day | 1.80 | 558.00 | 1004.40
298 | 0101 | Bhisti | day | 0.20 | 617.00 | 123.40
298 |  | Extra labour for lifting of materials
298 | 0115 | Coolie | day | 1.13 | 558.00 | 630.54
298 | 9999 | Scaffolding | L.S. | 33.80 | 2.00 | 67.60
298 | TOTAL |  |  |  |  | 8078.31 W
298 | Add 1 % Water charges on "W" |  |  |  |  | 80.78
298 | TOTAL |  |  |  |  | 8159.09 | X
298 |  | Add GST on "X" (multiplying factor
298 |  | 0.1405) 1146.35
298 | TOTAL |  |  |  |  | 9305.44 | Y
298 | Add 15% CPOH on "Y" |  |  |  |  | 1395.82
298 | TOTAL |  |  |  |  | 10701.26 | Z
298 | Add Cess @ 1% on "Z" |  |  |  |  | 107.01
298 | Cost of 1 Cum. |  |  |  |  | 10808.27
298 | Say |  |  |  |  | 10808.25
299 | 6.20 | Tile brick masonry with common burnt clay F.P.S. (non modular) tile bricks of class designation 10 in plain arch work in superstructure above plinth and upto floor five level in cement mortar 1:4 (1 cement : 4 coarse sand) including centering and shuttering complete. Details of cost for 1 cum. MATERIAL
299 | 1984 | Common burnt clay F.P.S. (non modular) bricks tile class designation 10 | 1000 Nos | 0.777 | 4500.00 | 3496.50
299 | 2207 | Carriage of Brick tiles | 1000 Nos | 0.777 | 166.03 | 129.01
299 |  | Cement mortar 1 : 4
299 | 3.9 | Rate as per Item Number 3.9 of SH: Mortars | cum | 0.35 | 4010.35 | 1403.62
299 | 9999 | Sundries | L.S. | 5.46 | 2.00 | 10.92
299 |  | Centering and shuttering, area same
299 |  | as in item no. 6.9
299 | 5.9.9 | Rate as per item no 5.9.9 of
299 | SH : Reinforced cement concrete work | sqm | 2.25 | 1713.20 | 3854.70 | A
299 | 9999 | Scaffolding | L.S. | 18.85 | 2.00 | 37.70
299 |  | LABOUR
299 | 0123 | Mason (brick layer) 1st class | day | 0.79 | 738.00 | 583.02
299 | 0124 | Mason (brick layer) 2nd class | day | 0.79 | 679.00 | 536.41
299 | 0115 | Coolie | day | 3.21 | 558.00 | 1791.18
299 | 0101 | Bhisti | day | 0.20 | 617.00 | 123.40
299 |  | Extra labour for lifting of material
299 |  | (above floor two level up to floor five
299 |  | level)
299 | 0115 | Coolie | day | 1.13 | 558.00 | 630.54
299 | TOTAL |  |  |  |  | 12597.00 | W
299 | Add 1 % Water charges on "W-A" |  |  |  |  | 87.42
299 | TOTAL |  |  |  |  | 12684.42 | X
299 |  | Add GST on "X-A" (multiplying factor
299 |  | 0.1405) 1240.58
299 | TOTAL |  |  |  |  | 13925.00 | Y
299 | Add 15% CPOH on "Y-A" |  |  |  |  | 1510.54
299 | TOTAL |  |  |  |  | 15435.54 | Z
299 | Add Cess @ 1% on "Z-A" |  |  |  |  | 115.81
299 |  | Cost for 1 cum. 15551.35
299 | Say |  |  |  |  | 15551.35
299 | 6.21 | Tile brick masonry with common burnt clay F.P.S. (non modular) tile bricks of class designation 10 in gauged arch work in superstructure above plinth and upto floor five level in cement mortar 1:4 (1 cement : 4 coarse sand) including centering and shuttering complete. Details of cost for 1 cum. MATERIAL
299 | 1984 | Common burnt clay F.P.S. (non modular) bricks tile class designation 10 | 1000 Nos | 0.791 | 4500.00 | 3559.50
300 | 2207 | Carriage of Brick tiles | 1000 Nos | 0.791 | 166.03 | 131.33
300 |  | Cement mortar 1 : 4
300 | 3.9 | Rate as per Item Number 3.9 of SH: Mortars | cum | 0.35 | 4010.35 | 1403.62
300 | 9999 | Sundries and shuttering | L.S. | 5.46 | 2.00 | 10.92
300 |  | Centering and shuttering, area same
300 |  | as in item no. 6.9
300 | 5.9.9 | Rate as per item no 5.9.9 of
300 | SH : Reinforced cement concrete work | sqm | 2.25 | 1713.20 | 3854.70 | A
300 | 9999 | Scaffolding | L.S. | 18.85 | 2.00 | 37.70
300 |  | LABOUR
300 | 0123 | Mason (brick layer) 1st class | day | 1.50 | 738.00 | 1107.00
300 | 0124 | Mason (brick layer) 2nd class | day | 1.50 | 679.00 | 1018.50
300 | 0115 | Coolie | day | 5.33 | 558.00 | 2974.14
300 | 0101 | Bhisti | day | 0.20 | 617.00 | 123.40
300 |  | Extra labour for lifting of material
300 |  | (above floor two level up to floor five
300 |  | level)
300 | 0115 | Coolie | day | 1.13 | 558.00 | 630.54
300 | TOTAL |  |  |  |  | 14851.35 | W
300 | Add 1 % Water charges on "W-A" |  |  |  |  | 109.97
300 | TOTAL |  |  |  |  | 14961.32 | X
300 |  | Add GST on "X-A" (multiplying factor
300 |  | 0.1405) 1560.48
300 | TOTAL |  |  |  |  | 16521.80 | Y
300 | Add 15% CPOH on "Y-A" |  |  |  |  | 1900.06
300 | TOTAL |  |  |  |  | 18421.86 | Z
300 | Add Cess @ 1% on "Z-A" |  |  |  |  | 145.67
300 |  | Cost for 1 cum. 18567.54
300 | Say |  |  |  |  | 18567.55
300 | 6.22 | Tile brick masonry work 5 cm thick with common burnt clay F.P.S. (non modular) tile bricks of class designation 10 in cement mortar 1:3 (1 cement : 3 coarse sand) in superstructure above plinth and upto floor five level. Details of cost for 10 sqm.
300 | 1984 | Common burnt clay F.P.S. (non modular) bricks tile class designation 10 | 1000 Nos | 0.377 | 4500.00 | 1696.50
300 | 2207 | Carriage of Brick tiles | 1000 Nos | 0.377 | 166.03 | 62.59
300 |  | Cement mortar 1:3
300 | 3.8 | Rate as per Item Number 3.8 of SH: Mortars | cum | 0.15 | 4664.55 | 699.68
300 | 9999 | Sundries and scaffolding | L.S. | 8.06 | 2.00 | 16.12
300 |  | LABOUR
300 | 0123 | Mason (brick layer) 1st class | day | 0.94 | 738.00 | 693.72
300 | 0124 | Mason (brick layer) 2nd class | day | 0.94 | 679.00 | 638.26
300 | 0115 | Coolie | day | 1.88 | 558.00 | 1049.04
300 | 0101 | Bhisti | day | 0.33 | 617.00 | 203.61
300 |  | Extra labour for lifting of material
300 |  | (above floor two level up to floor five
300 |  | level)
301 | 0115 | Coolie | day | 1.29 | 558.00 | 719.82
301 | TOTAL |  |  |  |  | 5779.35 | W
301 | Add 1 % Water charges on "W" |  |  |  |  | 57.79
301 | TOTAL |  |  |  |  | 5837.14 | X
301 |  | Add GST on "X" (multiplying factor
301 |  | 0.1405) 820.12
301 | TOTAL |  |  |  |  | 6657.26 | Y
301 | Add 15% CPOH on "Y" |  |  |  |  | 998.59
301 | TOTAL |  |  |  |  | 7655.85 | Z
301 | Add Cess @ 1% on "Z" |  |  |  |  | 76.56
301 | Cost of 10 Sqm. |  |  |  |  | 7732.40
301 |  | Cost per sqm. 773.24
301 | Say |  |  |  |  | 773.25
301 | 6.23 | Honey-comb brick work 10 / 11.4 cm thick with common burnt clay bricks of class designation 7.5 in super structure above plinth level upto floor V level with cement mortar 1:4 (1 cement : 4 coarse sand). Details of cost for 1sqm. of Honey comb brick works- MATERIAL Brick work, with bricks of class designation 75, in cement mortar 1:4 (1 Cement : 4 Coarse sand) in superstructure 1 m x 1 x 0.143 m x 4.5/7.5 = 0.069 cum
301 | 6.4.1 | Rate as per item No 6.4.1 of
301 | SH :- Brick work. | cum | 0.069 | 7809.25 | 538.84 | A
301 | 9999 | Extra for delay due to fine work | L.S. | 20.67 | 2.00 | 41.34
301 | TOTAL |  |  |  |  | 580.18 | W
301 | Add 1 % Water charges on "W-A" |  |  |  |  | 0.41
301 | TOTAL |  |  |  |  | 580.59 | X
301 |  | Add GST on "X-A" (multiplying factor
301 |  | 0.1405) 5.87
301 | TOTAL |  |  |  |  | 586.46 | Y
301 | Add 15% CPOH on "Y-A" |  |  |  |  | 7.14
301 | TOTAL |  |  |  |  | 593.60 | Z
301 | Add Cess @ 1% on "Z-A" |  |  |  |  | 0.55
301 |  | Cost for 1 sqm. 594.15
301 | Say |  |  |  |  | 594.15
302 | 6.24 | Extra for laying brick work in or under water and/or liquid mud including cost of pumping or bailing out water and removing slush etc. complete. NOTE :- The quantity will be calculated by multiplying the depth measured from sub - soil water level up to the centre of gravity of brick work under sub - soil water with the quantity of brick work in cum. executed under the sub - soil water. The depth of centre of gravity shall be reckoned correct to 0.1 m, 0.05 m or more shall be taken as 0.1 m and less than 0.05 m ignored. Details of cost for depth of water 0.30m depth. Quantity of concrete = 14 cum. pumping hours = 3 hrs. on 0.375 day.
302 | 0011 | Hire charges of Pumpset of capacity 4000 litres/hour. | day | 0.375 | 700.00 | 262.50
302 | 0114 | Beldar | day | 4.00 | 558.00 | 2232.00
302 | TOTAL |  |  |  |  | 2494.50 W
302 | Add 1 % Water charges on "W" |  |  |  |  | 24.95
302 | TOTAL |  |  |  |  | 2519.45 | X
302 |  | Add GST on "X" (multiplying factor
302 |  | 0.1405) 353.98
302 | TOTAL |  |  |  |  | 2873.43 | Y
302 | Add 15% CPOH on "Y" |  |  |  |  | 431.01
302 | TOTAL |  |  |  |  | 3304.44 | Z
302 | Add Cess @ 1% on "Z" |  |  |  |  | 33.04
302 | Cost of 14cum. per 0.30m depth |  |  |  |  | 3337.49
302 | Cost of cum. per m depth |  |  |  |  | 794.64
302 | Say |  |  |  |  | 794.65
302 | 6.25 | Extra for laying brick work in or under foul position. Details of cost for 1 cum. Extra labour due to slow progress-
302 | 0123 | Mason (brick layer) 1st class | day | 0.02 | 738.00 | 14.76
302 | 0124 | Mason (brick layer) 2nd class | day | 0.02 | 679.00 | 13.58
302 | 0114 | Beldar | day | 0.25 | 558.00 | 139.50
302 | 0115 | Coolie | day | 0.15 | 558.00 | 83.70
302 | TOTAL |  |  |  |  | 251.54 W
302 | Add 1 % Water charges on "W" |  |  |  |  | 2.52
302 | TOTAL |  |  |  |  | 254.06 | X
302 |  | Add GST on "X" (multiplying factor
302 |  | 0.1405) 35.69
302 | TOTAL |  |  |  |  | 289.75 | Y
302 | Add 15% CPOH on "Y" |  |  |  |  | 43.46
302 | TOTAL |  |  |  |  | 333.21 | Z
302 | Add Cess @ 1% on "Z" |  |  |  |  | 3.33
302 |  | Cost for 1 cum. 336.54
302 | Say |  |  |  |  | 336.55
303 | 6.26 | Brick work with common burnt clay selected F.P.S. (non modular) bricks of class designation 7.5 in exposed brick work including making horizontal and vertical grooves 10 mm wide 12 mm deep complete in cement mortar 1:6 (1 cement : 6 coarse sand)
303 | 6.26.1 | From ground level upto plinth level Details of cost for 1 cum.
303 | 2602 | Common burnt clay F.P.S. (non modular) bricks class designation 7.5 | 1000 Nos | 0.494 | 4500.00 | 2223.00
303 | 2201 | Carriage of Bricks | 1000 Nos | 0.494 | 276.72 | 136.70
303 |  | Cement mortar 1 : 6
303 | 3.11 | Rate as per Item Number 3.11 of SH: Mortars | cum | 0.25 | 3356.15 | 839.04
303 | 9999 | Sundries including steel/wooden strips for making grooves. | L.S. | 16.38 | 2.00 | 32.76
303 |  | LABOUR
303 |  | For selection of bricks
303 | 0114 | Beldar | day | 0.50 | 558.00 | 279.00
303 | 0123 | Mason (brick layer) 1st class | day | 0.35 | 738.00 | 258.30
303 | 0124 | Mason (brick layer) 2nd class | day | 0.35 | 679.00 | 237.65
303 | 0115 | Coolie | day | 1.07 | 558.00 | 597.06
303 | 0101 | Bhisti | day | 0.20 | 617.00 | 123.40
303 | TOTAL |  |  |  |  | 4726.91 W
303 | Add 1 % Water charges on "W" |  |  |  |  | 47.27
303 | TOTAL |  |  |  |  | 4774.18 | X
303 |  | Add GST on "X" (multiplying factor
303 |  | 0.1405) 670.77
303 | TOTAL |  |  |  |  | 5444.95 | Y
303 | Add 15% CPOH on "Y" |  |  |  |  | 816.74
303 | TOTAL |  |  |  |  | 6261.69 | Z
303 | Add Cess @ 1% on "Z" |  |  |  |  | 62.62
303 |  | Cost per cum. 6324.31
303 | Say |  |  |  |  | 6324.30
303 | 6.26.2 | Above plinth level upto floor V level Details of cost for 1 cum. MATERIAL
303 | 2602 | Common burnt clay F.P.S. (non modular) bricks class designation 7.5 | 1000 Nos | 0.494 | 4500.00 | 2223.00
303 | 2201 | Carriage of Bricks | 1000 Nos | 0.494 | 276.72 | 136.70
303 |  | Cement mortar 1 : 6 (1 cement :
303 |  | 6 coarse sand)
303 | 3.11 | Rate as per Item Number 3.11 of SH: Mortars | cum | 0.25 | 3356.15 | 839.04
303 | 9999 | Sundries including steel/wooden strips for making grooves. | L.S. | 16.38 | 2.00 | 32.76
303 |  | LABOUR
303 |  | For selection of bricks
303 | 0114 | Beldar | day | 0.50 | 558.00 | 279.00
304 | 0123 | Mason (brick layer) 1st class | day | 0.46 | 738.00 | 339.48
304 | 0124 | Mason (brick layer) 2nd class | day | 0.46 | 679.00 | 312.34
304 | 0115 | Coolie | day | 1.60 | 558.00 | 892.80
304 | 0101 | Bhisti | day | 0.20 | 617.00 | 123.40
304 |  | Extra labour for lifting of material
304 |  | (above floor two level up to floor
304 |  | five level)
304 | 0115 | Coolie | day | 1.13 | 558.00 | 630.54
304 | 9999 | Sundries | L.S. | 22.36 | 2.00 | 44.72
304 | TOTAL |  |  |  |  | 5853.78 W
304 | Add 1 % Water charges on "W" |  |  |  |  | 58.54
304 | TOTAL |  |  |  |  | 5912.31 | X
304 |  | Add GST on "X" (multiplying factor
304 |  | 0.1405) 830.68
304 | TOTAL |  |  |  |  | 6743.00 | Y
304 | Add 15% CPOH on "Y" |  |  |  |  | 1011.45
304 | TOTAL |  |  |  |  | 7754.44 | Z
304 | Add Cess @ 1% on "Z" |  |  |  |  | 77.54
304 |  | Cost per cum. 7831.99
304 | Say |  |  |  |  | 7832.00
304 | 6.27 | Brick work with common burnt clay modular bricks of class designation 7.5 in exposed brick work including making horizontal and vertical grooves 10mm wide 12 mm deep complete in cement mortar 1:6 (1 cement : 6 coarse sand).
304 | 6.27.1 | From ground level upto plinth level Details of cost for 1 cum. MATERIAL
304 | 7900 | Modular common burnt clay bricks of class designation 7.5 | 1000 Nos | 0.487 | 4000.00 | 1948.00
304 | 2201 | Carriage of Bricks | 1000 Nos | 0.487 | 276.72 | 134.76
304 |  | Cement mortar 1 : 6 (1 cement :
304 |  | 6 coarse sand)
304 | 3.11 | Rate as per Item Number 3.11 of SH: Mortars | cum | 0.22 | 3356.15 | 738.35
304 | 9999 | Sundries i/c steel / wooden strips for making grooves | L.S. | 16.38 | 2.00 | 32.76
304 |  | LABOUR
304 | 0123 | Mason (brick layer) 1st class | day | 0.33 | 738.00 | 243.54
304 | 0124 | Mason (brick layer) 2nd class | day | 0.33 | 679.00 | 224.07
304 | 0115 | Coolie | day | 1.00 | 558.00 | 558.00
304 | 0101 | Bhisti | day | 0.18 | 617.00 | 111.06
304 | TOTAL |  |  |  |  | 3990.55 W
304 | Add 1 % Water charges on "W" |  |  |  |  | 39.91
304 | TOTAL |  |  |  |  | 4030.45 | X
304 |  | Add GST on "X" (multiplying factor
304 |  | 0.1405) 566.28
304 | TOTAL |  |  |  |  | 4596.73 | Y
304 | Add 15% CPOH on "Y" |  |  |  |  | 689.51
304 | TOTAL |  |  |  |  | 5286.24 | Z
304 | Add Cess @ 1% on "Z" |  |  |  |  | 52.86
304 | Cost of 1 Cum. |  |  |  |  | 5339.10
304 | Say |  |  |  |  | 5339.10
305 | 6.27.2 | Above plinth level upto floor V level Details of cost for 1 cum. MATERIAL
305 | 7900 | Modular common burnt clay bricks of class designation 7.5 | 1000 Nos | 0.487 | 4000.00 | 1948.00
305 | 2201 | Carriage of Bricks | 1000 Nos | 0.487 | 276.72 | 134.76
305 |  | Cement mortar 1 : 6 (1 cement :
305 |  | 6 coarse sand)
305 | 3.11 | Rate as per Item Number 3.11 of SH: Mortars | cum | 0.22 | 3356.15 | 738.35
305 | 9999 | Sundries i/c steel / wooden strips for making grooves | L.S. | 16.38 | 2.00 | 32.76
305 |  | LABOUR
305 | 0123 | Mason (brick layer) 1st class | day | 0.44 | 738.00 | 324.72
305 | 0124 | Mason (brick layer) 2nd class | day | 0.44 | 679.00 | 298.76
305 | 0115 | Coolie | day | 1.43 | 558.00 | 797.94
305 | 0101 | Bhisti | day | 0.18 | 617.00 | 111.06
305 |  | Extra labour for lifting of material
305 |  | (above floor two level up to floor five
305 |  | level)
305 | 0115 | Coolie | day | 1.13 | 558.00 | 630.54
305 | 9999 | Sundries | L.S. | 22.36 | 2.00 | 44.72
305 | TOTAL |  |  |  |  | 5061.62 | W
305 | Add 1 % Water charges on "W" |  |  |  |  | 50.62
305 | TOTAL |  |  |  |  | 5112.23 | X
305 |  | Add GST on "X" (multiplying factor
305 |  | 0.1405) 718.27
305 | TOTAL |  |  |  |  | 5830.50 | Y
305 | Add 15% CPOH on "Y" |  |  |  |  | 874.58
305 | TOTAL |  |  |  |  | 6705.08 | Z
305 | Add Cess @ 1% on "Z" |  |  |  |  | 67.05
305 | Cost of 1 Cum. |  |  |  |  | 6772.13
305 | Say |  |  |  |  | 6772.15
305 | 6.28 | Brick work with common burnt clay machine moulded modular bricks of class designation 12.5 in exposed brick work including making horizontal and vertical grooves 10 mm wide 12 mm deep complete in cement mortar 1:6 (1 cement : 6 coarse sand).
305 | 6.28.1 | From ground level upto plinth level Details of cost for 1 cum.
305 | 1986 | Common burnt clay modular bricks class designation 12.5 | 1000 Nos | 0.487 | 5000.00 | 2435.00
305 | 2201 | Carriage of Bricks | 1000 Nos | 0.487 | 276.72 | 134.76
305 |  | Cement mortar 1 : 6 (1 cement :
305 |  | 6 coarse sand)
305 | 3.11 | Rate as per Item Number 3.11 of SH: Mortars | cum | 0.22 | 3356.15 | 738.35
305 | 9999 | Sundries including steel/wooden strips for making grooves. | L.S. | 16.38 | 2.00 | 32.76
306 |  | LABOUR
306 | 0123 | Mason (brick layer) 1st class | day | 0.33 | 738.00 | 243.54
306 | 0124 | Mason (brick layer) 2nd class | day | 0.33 | 679.00 | 224.07
306 | 0115 | Coolie | day | 1.00 | 558.00 | 558.00
306 | 0101 | Bhisti | day | 0.18 | 617.00 | 111.06
306 | TOTAL |  |  |  |  | 4477.55 W
306 | Add 1 % Water charges on "W" |  |  |  |  | 44.78
306 | TOTAL |  |  |  |  | 4522.32 | X
306 |  | Add GST on "X" (multiplying
306 |  | factor 0.1405) 635.39
306 | TOTAL |  |  |  |  | 5157.71 | Y
306 | Add 15% CPOH on "Y" |  |  |  |  | 773.66
306 | TOTAL |  |  |  |  | 5931.36 | Z
306 | Add Cess @ 1% on "Z" |  |  |  |  | 59.31
306 |  | Cost per cum. 5990.68
306 | Say |  |  |  |  | 5990.70
306 | 6.28.2 | Above plinth level upto floor V level Details of cost for 1 cum. MATERIAL
306 | 1986 | Common burnt clay modular bricks class designation 12.5 | 1000 Nos | 0.487 | 5000.00 | 2435.00
306 | 2201 | Carriage of Bricks | 1000 Nos | 0.487 | 276.72 | 134.76
306 |  | Cement mortar 1 : 6 (1 cement :
306 |  | 6 coarse sand)
306 | 3.11 | Rate as per Item Number 3.11 of SH: Mortars | cum | 0.22 | 3356.15 | 738.35
306 | 9999 | Sundries including steel/wooden strips for making grooves. | L.S. | 16.38 | 2.00 | 32.76
306 |  | LABOUR
306 | 0123 | Mason (brick layer) 1st class | day | 0.44 | 738.00 | 324.72
306 | 0124 | Mason (brick layer) 2nd class | day | 0.44 | 679.00 | 298.76
306 | 0115 | Coolie | day | 1.43 | 558.00 | 797.94
306 | 0101 | Bhisti | day | 0.18 | 617.00 | 111.06
306 |  | Extra labour for lifting of material
306 |  | (above floor two level up to floor five
306 |  | level)
306 | 0115 | Coolie | day | 1.13 | 558.00 | 630.54
306 | 9999 | Sundries | L.S. | 22.36 | 2.00 | 44.72
306 | TOTAL |  |  |  |  | 5548.62 | W
306 | Add 1 % Water charges on "W" |  |  |  |  | 55.49
306 | TOTAL |  |  |  |  | 5604.10 | X
306 |  | Add GST on "X" (multiplying factor
306 |  | 0.1405) 787.38
306 | TOTAL |  |  |  |  | 6391.48 | Y
306 | Add 15% CPOH on "Y" |  |  |  |  | 958.72
306 | TOTAL |  |  |  |  | 7350.20 | Z
306 | Add Cess @ 1% on "Z" |  |  |  |  | 73.50
306 |  | Cost per cum. 7423.70
306 | Say |  |  |  |  | 7423.70
307 | 6.29 | Brick work with common burnt clay machine moulded F.P.S. (non modular) bricks of class designation 12.5 in exposed brick work including making horizontal and vertical grooves 10 mm wide 12 mm deep complete in cement mortar 1:6 (1 cement : 6 coarse sand).
307 | 6.29.1 | From ground level upto plinth level Details of cost for 1 cum. MATERIAL
307 | 7903 | Machine moulded common burnt clay FPS (non modular) bricks of class designation 12.5 | 1000 Nos | 0.494 | 5000.00 | 2470.00
307 | 2201 | Carriage of Bricks | 1000 Nos | 0.494 | 276.72 | 136.70
307 |  | Cement mortar 1 : 6 (1 cement :
307 |  | 6 coarse sand)
307 | 3.11 | Rate as per Item Number 3.11 of SH: Mortars | cum | 0.25 | 3356.15 | 839.04
307 | 9999 | Sundries i/c steel / wooden strips for making grooves | L.S. | 16.38 | 2.00 | 32.76
307 |  | LABOUR
307 | 0123 | Mason (brick layer) 1st class | day | 0.36 | 738.00 | 265.68
307 | 0124 | Mason (brick layer) 2nd class | day | 0.36 | 679.00 | 244.44
307 | 0115 | Coolie | day | 1.37 | 558.00 | 764.46
307 | 0101 | Bhisti | day | 0.20 | 617.00 | 123.40
307 | TOTAL |  |  |  |  | 4876.48 W
307 | Add 1 % Water charges on "W" |  |  |  |  | 48.76
307 | TOTAL |  |  |  |  | 4925.24 | X
307 |  | Add GST on "X" (multiplying factor
307 |  | 0.1405) 692.00
307 | TOTAL |  |  |  |  | 5617.24 | Y
307 | Add 15% CPOH on "Y" |  |  |  |  | 842.59
307 | TOTAL |  |  |  |  | 6459.82 | Z
307 | Add Cess @ 1% on "Z" |  |  |  |  | 64.60
307 | Cost of 1 Cum. |  |  |  |  | 6524.42
307 | Say |  |  |  |  | 6524.40
307 | 6.29.2 | Above plinth level upto floor V level Details of cost for 1 cum. MATERIAL
307 | 7903 | Machine moulded common burnt clay FPS (non modular) bricks of class designation 12.5 | 1000 Nos | 0.494 | 5000.00 | 2470.00
307 | 2201 | Carriage of Bricks | 1000 Nos | 0.494 | 276.72 | 136.70
307 |  | Cement mortar 1 : 6 (1 cement :
307 |  | 6 coarse sand)
307 | 3.11 | Rate as per Item Number 3.11 of SH: Mortars | cum | 0.25 | 3356.15 | 839.04
307 | 9999 | Sundries i/c steel / wooden strips for making grooves | L.S. | 16.38 | 2.00 | 32.76
307 |  | LABOUR
307 | 0123 | Mason (brick layer) 1st class | day | 0.44 | 738.00 | 324.72
307 | 0124 | Mason (brick layer) 2nd class | day | 0.44 | 679.00 | 298.76
308 | 0115 | Coolie | day | 1.80 | 558.00 | 1004.40
308 | 0101 | Bhisti | day | 0.20 | 617.00 | 123.40
308 |  | Extra labour for lifting of material
308 |  | (above floor two level up to floor five
308 |  | level)
308 | 0115 | Coolie | day | 1.13 | 558.00 | 630.54
308 | 9999 | Sundries | L.S. | 22.36 | 2.00 | 44.72
308 | TOTAL |  |  |  |  | 5905.04 W
308 | Add 1 % Water charges on "W" |  |  |  |  | 59.05
308 | TOTAL |  |  |  |  | 5964.09 | X
308 |  | Add GST on "X" (multiplying factor
308 |  | 0.1405) 837.95
308 | TOTAL |  |  |  |  | 6802.04 | Y
308 | Add 15% CPOH on "Y" |  |  |  |  | 1020.31
308 | TOTAL |  |  |  |  | 7822.35 | Z
308 | Add Cess @ 1% on "Z" |  |  |  |  | 78.22
308 | Cost of 1 Cum. |  |  |  |  | 7900.57
308 | Say |  |  |  |  | 7900.55
308 | 6.30 | Brick work with common burnt clay machine moulded perforated F.P.S. (non modular) bricks of class designation 12.5 conforming IS : 2222 in exposed brick work including making horizontal and vertical grooves 10mm wide 12 mm deep complete in cement mortar 1:6 (1 cement : 6 coarse sand).
308 | 6.30.1 | From ground level upto plinth level Details of cost for 1 cum. MATERIAL
308 | 7901 | Machine moulded perforated common burnt clay FPS (non modular) bricks of class designation 12.5 | 1000 Nos | 0.494 | 4700.00 | 2321.80
308 | 2201 | Carriage of Bricks | 1000 Nos | 0.494 | 276.72 | 136.70
308 |  | Cement mortar 1 : 6 (1 cement :
308 |  | 6 coarse sand)
308 | 3.11 | Rate as per Item Number 3.11 of SH: Mortars | cum | 0.25 | 3356.15 | 839.04
308 | 9999 | Sundries i/c steel / wooden strips for making grooves | L.S. | 16.38 | 2.00 | 32.76
308 |  | LABOUR
308 | 0123 | Mason (brick layer) 1st class | day | 0.36 | 738.00 | 265.68
308 | 0124 | Mason (brick layer) 2nd class | day | 0.36 | 679.00 | 244.44
308 | 0115 | Coolie | day | 1.37 | 558.00 | 764.46
308 | 0101 | Bhisti | day | 0.20 | 617.00 | 123.40
308 | TOTAL |  |  |  |  | 4728.28 W
308 | Add 1 % Water charges on "W" |  |  |  |  | 47.28
308 | TOTAL |  |  |  |  | 4775.56 | X
308 |  | Add GST on "X" (multiplying factor
308 |  | 0.1405) 670.97
308 | TOTAL |  |  |  |  | 5446.53 | Y
308 | Add 15% CPOH on "Y" |  |  |  |  | 816.98
308 | TOTAL |  |  |  |  | 6263.51 | Z
308 | Add Cess @ 1% on "Z" |  |  |  |  | 62.64
308 | Cost of 1 Cum. |  |  |  |  | 6326.14
308 | Say |  |  |  |  | 6326.15
309 | 6.30.2 | Above plinth level upto floor V level Details of cost for 1 cum. MATERIAL
309 | 7901 | Machine moulded perforated common burnt clay FPS (non modular) bricks of class designation 12.5 | 1000 Nos | 0.494 | 4700.00 | 2321.80
309 | 2201 | Carriage of Bricks | 1000 Nos | 0.494 | 276.72 | 136.70
309 |  | Cement mortar 1 : 6 (1 cement :
309 |  | 6 coarse sand)
309 | 3.11 | Rate as per Item Number 3.11 of SH: Mortars | cum | 0.25 | 3356.15 | 839.04
309 | 9999 | Sundries i/c steel / wooden strips for making grooves | L.S. | 16.38 | 2.00 | 32.76
309 |  | LABOUR
309 | 0123 | Mason (brick layer) 1st class | day | 0.47 | 738.00 | 346.86
309 | 0124 | Mason (brick layer) 2nd class | day | 0.47 | 679.00 | 319.13
309 | 0115 | Coolie | day | 1.80 | 558.00 | 1004.40
309 | 0101 | Bhisti | day | 0.20 | 617.00 | 123.40
309 |  | Extra labour for lifting of material
309 |  | (above floor two level up to floor five
309 |  | level)
309 | 0115 | Coolie | day | 1.13 | 558.00 | 630.54
309 | 9999 | Sundries | L.S. | 22.36 | 2.00 | 44.72
309 | TOTAL |  |  |  |  | 5799.35 | W
309 | Add 1 % Water charges on "W" |  |  |  |  | 57.99
309 | TOTAL |  |  |  |  | 5857.34 | X
309 |  | Add GST on "X" (multiplying factor
309 |  | 0.1405) 822.96
309 | TOTAL |  |  |  |  | 6680.30 | Y
309 | Add 15% CPOH on "Y" |  |  |  |  | 1002.04
309 | TOTAL |  |  |  |  | 7682.34 | Z
309 | Add Cess @ 1% on "Z" |  |  |  |  | 76.82
309 | Cost of 1 Cum. |  |  |  |  | 7759.16
309 | Say |  |  |  |  | 7759.15
309 | 6.31 | Brick work with common burnt clay machine moulded perforated modular bricks of class designation 12.5 conforming to IS : 2222 in exposed brick work including making horizontal and vertical grooves 10 mm wide 12mm deep complete in cement mortar 1:6 (1 cement : 6 coarse sand).
309 | 6.31.1 | From ground level upto plinth level Details of cost for 1 cum. MATERIAL
309 | 7902 | Machine moulded common burnt clay modular perforated bricks of class designation 12.5 | 1000 Nos | 0.487 | 5200.00 | 2532.40
309 | 2201 | Carriage of Bricks | 1000 Nos | 0.487 | 276.72 | 134.76
309 |  | Cement mortar 1 : 6 (1 cement :
309 |  | 6 coarse sand)
310 | 3.11 | Cement mortar 1 : 6 (1 cement : 6 coarse sand) (Rate as per item No 3.11) | cum | 0.22 | 3356.15 | 738.35
310 | 9999 | Sundries i/c steel / wooden strips for making grooves | L.S. | 16.38 | 2.00 | 32.76
310 |  | LABOUR
310 | 0123 | Mason (brick layer) 1st class | day | 0.33 | 738.00 | 243.54
310 | 0124 | Mason (brick layer) 2nd class | day | 0.33 | 679.00 | 224.07
310 | 0115 | Coolie | day | 1.00 | 558.00 | 558.00
310 | 0101 | Bhisti | day | 0.18 | 617.00 | 111.06
310 | TOTAL |  |  |  |  | 4574.95 W
310 | Add 1 % Water charges on "W" |  |  |  |  | 45.75
310 | TOTAL |  |  |  |  | 4620.70 | X
310 |  | Add GST on "X" (multiplying factor
310 |  | 0.1405) 649.21
310 | TOTAL |  |  |  |  | 5269.90 | Y
310 | Add 15% CPOH on "Y" |  |  |  |  | 790.49
310 | TOTAL |  |  |  |  | 6060.39 | Z
310 | Add Cess @ 1% on "Z" |  |  |  |  | 60.60
310 | Cost of 1 Cum. |  |  |  |  | 6120.99
310 | Say |  |  |  |  | 6121.00
310 | 6.31.2 | Above plinth level upto floor V level Details of cost for 1 cum. MATERIAL
310 | 7902 | Machine moulded common burnt clay modular perforated bricks of class designation 12.5 | 1000 Nos | 0.487 | 5200.00 | 2532.40
310 | 2201 | Carriage of Bricks | 1000 Nos | 0.487 | 276.72 | 134.76
310 |  | Cement mortar 1 : 6 (1 cement :
310 |  | 6 coarse sand)
310 | 3.11 | Rate as per Item Number 3.11 of SH: Mortars | cum | 0.22 | 3356.15 | 738.35
310 | 9999 | Sundries i/c steel / wooden strips for making grooves | L.S. | 16.38 | 2.00 | 32.76
310 |  | LABOUR
310 | 0123 | Mason (brick layer) 1st class | day | 0.44 | 738.00 | 324.72
310 | 0124 | Mason (brick layer) 2nd class | day | 0.44 | 679.00 | 298.76
310 | 0115 | Coolie | day | 1.43 | 558.00 | 797.94
310 | 0101 | Bhisti | day | 0.18 | 617.00 | 111.06
310 |  | Extra labour for lifting of material
310 |  | (above floor two level up to floor
310 |  | five level)
310 | 0115 | Coolie | day | 1.13 | 558.00 | 630.54
311 | 9999 | Sundries | L.S. | 22.36 | 2.00 | 44.72
311 | TOTAL |  |  |  |  | 5646.02 | W
311 | Add 1 % Water charges on "W" |  |  |  |  | 56.46
311 | TOTAL |  |  |  |  | 5702.48 | X
311 |  | Add GST on "X" (multiplying factor
311 |  | 0.1405) 801.20
311 | TOTAL |  |  |  |  | 6503.67 | Y
311 | Add 15% CPOH on "Y" |  |  |  |  | 975.55
311 | TOTAL |  |  |  |  | 7479.22 | Z
311 | Add Cess @ 1% on "Z" |  |  |  |  | 74.79
311 | Cost of 1 Cum. |  |  |  |  | 7554.02
311 | Say |  |  |  |  | 7554.00
311 | 6.32 | Brick work with clay flyash F.P.S. (non modular) brick of class designation 7.5 in superstructure above plinth level up to floor five level in :
311 | 6.32.1 | Cement mortar 1:4 (1 cement : 4 coarse sand) Details of cost for 1 cum. MATERIAL
311 | 7008 | F.P.S.(non modular) clay fly ash bricks class designation 7.5 | 1000 Nos | 0.494 | 4800.00 | 2371.20
311 |  | Cement mortar 1 : 4 (1 cement :
311 |  | 4 coarse sand)
311 | 3.9 | Rate as per Item Number 3.9 of SH: Mortars | cum | 0.25 | 4010.35 | 1002.59
311 | 2201 | Carriage of Bricks | 1000 Nos | 0.494 | 276.72 | 136.70
311 | 9999 | Sundries | L.S. | 2.73 | 2.00 | 5.46
311 |  | LABOUR
311 | 0123 | Mason (brick layer) 1st class | day | 0.47 | 738.00 | 346.86
311 | 0124 | Mason (brick layer) 2nd class | day | 0.47 | 679.00 | 319.13
311 | 0115 | Coolie | day | 1.80 | 558.00 | 1004.40
311 | 0101 | Bhisti | day | 0.20 | 617.00 | 123.40
311 | 9999 | Scaffolding | L.S. | 8.97 | 2.00 | 17.94
311 |  | Extra labour element required for
311 |  | lifting of materials above floor two
311 |  | level upto floor V level (0.75 x 1.5 =
311 |  | 1.13)
311 | 0115 | Coolie | day | 1.13 | 558.00 | 630.54
311 | TOTAL |  |  |  |  | 5958.22 W
311 | Add 1 % Water charges on "W" |  |  |  |  | 59.58
311 | TOTAL |  |  |  |  | 6017.80 | X
311 |  | Add GST on "X" (multiplying factor
311 |  | 0.1405) 845.50
311 | TOTAL |  |  |  |  | 6863.30 | Y
311 | Add 15% CPOH on "Y" |  |  |  |  | 1029.50
311 | TOTAL |  |  |  |  | 7892.80 | Z
311 | Add Cess @ 1% on "Z" |  |  |  |  | 78.93
311 |  | Cost per cum. 7971.72
311 | Say |  |  |  |  | 7971.70
312 | 6.32.2 | Cement mortar 1:6 (1 cement : 6 coarse sand) Details of cost for 1 cum. MATERIAL
312 | 7008 | F.P.S.(non modular) clay fly ash bricks class designation 7.5 | 1000 Nos | 0.494 | 4800.00 | 2371.20
312 |  | Cement mortar 1 : 6 (1 cement :
312 |  | 6 coarse sand)
312 | 3.11 | Rate as per Item Number 3.11 of SH: Mortars | cum | 0.25 | 3356.15 | 839.04
312 | 2201 | Carriage of Bricks | 1000 Nos | 0.494 | 276.72 | 136.70
312 | 9999 | Sundries | L.S. | 2.73 | 2.00 | 5.46
312 |  | LABOUR
312 | 0123 | Mason (brick layer) 1st class | day | 0.47 | 738.00 | 346.86
312 | 0124 | Mason (brick layer) 2nd class | day | 0.47 | 679.00 | 319.13
312 | 0115 | Coolie | day | 1.80 | 558.00 | 1004.40
312 | 0101 | Bhisti | day | 0.20 | 617.00 | 123.40
312 | 9999 | Scaffolding | L.S. | 8.97 | 2.00 | 17.94
312 |  | Extra labour element required for
312 |  | lifting of materials above floor two
312 |  | level upto floor V level (0.75 x 1.5 =
312 |  | 1.13)
312 | 0115 | Coolie | day | 1.13 | 558.00 | 630.54
312 | TOTAL |  |  |  |  | 5794.67 W
312 | Add 1 % Water charges on "W" |  |  |  |  | 57.95
312 | TOTAL |  |  |  |  | 5852.61 | X
312 |  | Add GST on "X" (multiplying factor
312 |  | 0.1405) 822.29
312 | TOTAL |  |  |  |  | 6674.91 | Y
312 | Add 15% CPOH on "Y" |  |  |  |  | 1001.24
312 | TOTAL |  |  |  |  | 7676.14 | Z
312 | Add Cess @ 1% on "Z" |  |  |  |  | 76.76
312 |  | Cost per cum. 7752.90
312 | Say |  |  |  |  | 7752.90
312 | 6.34 | Brick work with non modular fly ash bricks conforming to IS:12894, class designation 10 average compressive strength in super structure above plinth level up to floor V level in :
312 | 6.34.1 | Cement mortar 1:4 (1 cement : 4 coarse sand) Details of cost for 1 cum. MATERIAL
312 | 7737 | Fly ash bricks conforming to I.S. 12894 | 1000 Nos | 0.487 | 4300.00 | 2094.10
312 |  | Cement mortar 1 : 4 (1 cement :
312 |  | 4 coarse sand)
312 | 3.9 | Rate as per Item Number 3.9 of SH: Mortars | cum | 0.22 | 4010.35 | 882.28
312 | 2201 | Carriage of Bricks | 1000 Nos | 0.487 | 276.72 | 134.76
312 | 9999 | Sundries | L.S. | 2.73 | 2.00 | 5.46
313 |  | LABOUR
313 | 0123 | Mason (brick layer) 1st class | day | 0.47 | 738.00 | 346.86
313 | 0124 | Mason (brick layer) 2nd class | day | 0.47 | 679.00 | 319.13
313 | 0115 | Coolie | day | 1.80 | 558.00 | 1004.40
313 | 0101 | Bhisti | day | 0.20 | 617.00 | 123.40
313 | 9999 | Scaffolding | L.S. | 22.36 | 2.00 | 44.72
313 |  | Extra labour element required for
313 |  | lifting of materials above floor two
313 |  | level upto floor V level (0.75 x 1.5 =
313 |  | 1.13)
313 | 0115 | Coolie | day | 1.13 | 558.00 | 630.54
313 | TOTAL |  |  |  |  | 5585.65 W
313 | Add 1 % Water charges on "W" |  |  |  |  | 55.86
313 | TOTAL |  |  |  |  | 5641.51 | X
313 |  | Add GST on "X" (multiplying factor
313 |  | 0.1405) 792.63
313 | TOTAL |  |  |  |  | 6434.14 | Y
313 | Add 15% CPOH on "Y" |  |  |  |  | 965.12
313 | TOTAL |  |  |  |  | 7399.26 | Z
313 | Add Cess @ 1% on "Z" |  |  |  |  | 73.99
313 |  | Cost per cum. 7473.25
313 | Say |  |  |  |  | 7473.25
313 | 6.34.2 | Cement mortar 1:6 (1 cement : 6 Coarse sand) Details of cost for 1 cum. MATERIAL
313 | 7737 | Fly ash bricks conforming to I.S. 12894 | 1000 Nos | 0.487 | 4300.00 | 2094.10
313 |  | Cement mortar 1 : 6 (1 cement :
313 |  | 6 coarse sand)
313 | 3.11 | Rate as per Item Number 3.11 of SH: Mortars | cum | 0.22 | 3356.15 | 738.35
313 | 2201 | Carriage of Bricks | 1000 Nos | 0.487 | 276.72 | 134.76
313 | 9999 | Sundries | L.S. | 2.73 | 2.00 | 5.46
313 |  | LABOUR
313 | 0123 | Mason (brick layer) 1st class | day | 0.47 | 738.00 | 346.86
313 | 0124 | Mason (brick layer) 2nd class | day | 0.47 | 679.00 | 319.13
313 | 0115 | Coolie | day | 1.80 | 558.00 | 1004.40
313 | 0101 | Bhisti | day | 0.20 | 617.00 | 123.40
313 | 9999 | Scaffolding | L.S. | 22.36 | 2.00 | 44.72
313 |  | Extra labour element required for
313 |  | lifting of materials above floor two
313 |  | level upto floor V level (0.75 x
313 |  | 1.5 = 1.13)
314 | 0115 | Coolie | day | 1.13 | 558.00 | 630.54
314 | TOTAL |  |  |  |  | 5441.73 | W
314 | Add 1 % Water charges on "W" |  |  |  |  | 54.42
314 | TOTAL |  |  |  |  | 5496.14 | X
314 |  | Add GST on "X" (multiplying factor
314 |  | 0.1405) 772.21
314 | TOTAL |  |  |  |  | 6268.35 | Y
314 | Add 15% CPOH on "Y" |  |  |  |  | 940.25
314 | TOTAL |  |  |  |  | 7208.60 | Z
314 | Add Cess @ 1% on "Z" |  |  |  |  | 72.09
314 |  | Cost per cum. 7280.69
314 | Say |  |  |  |  | 7280.70
314 | 6.35 | Brick work with modular calcium silicate bricks machine moulded conforming to IS:4139, class designation 10 average compressive strength in super structure above plinth level up to floor V level in :
314 | 6.35.1 | Cement mortar 1:4 (1 cement : 4 coarse sand) Details of cost for 1 cum. MATERIAL
314 | 7738 | Calcium Silicate Bricks machine moulded confirming to I.S. 4139 -
314 | 1989 | 1000 Nos | 0.487 |  | 5400.00 | 2629.80
314 |  | Cement mortar 1 : 4 (1 cement :
314 |  | 4 coarse sand)
314 | 3.9 | Rate as per Item Number 3.9 of SH: Mortars | cum | 0.22 | 4010.35 | 882.28
314 | 2201 | Carriage of Bricks | 1000 Nos | 0.487 | 276.72 | 134.76
314 | 9999 | Sundries | L.S. | 2.73 | 2.00 | 5.46
314 |  | LABOUR
314 | 0123 | Mason (brick layer) 1st class | day | 0.47 | 738.00 | 346.86
314 | 0124 | Mason (brick layer) 2nd class | day | 0.47 | 679.00 | 319.13
314 | 0115 | Coolie | day | 1.80 | 558.00 | 1004.40
314 | 0101 | Bhisti | day | 0.20 | 617.00 | 123.40
314 | 9999 | Scaffolding | L.S. | 22.36 | 2.00 | 44.72
314 |  | Extra labour element required for
314 |  | lifting of materials above floor two
314 |  | level upto floor V level (0.75 x
314 |  | 1.5 = 1.13)
314 | 0115 | Coolie | day | 1.13 | 558.00 | 630.54
314 | TOTAL |  |  |  |  | 6121.35 W
314 | Add 1 % Water charges on "W" |  |  |  |  | 61.21
314 | TOTAL |  |  |  |  | 6182.56 | X
314 |  | Add GST on "X" (multiplying factor
314 |  | 0.1405) 868.65
314 | TOTAL |  |  |  |  | 7051.21 | Y
314 | Add 15% CPOH on "Y" |  |  |  |  | 1057.68
314 | TOTAL |  |  |  |  | 8108.90 | Z
314 | Add Cess @ 1% on "Z" |  |  |  |  | 81.09
314 |  | Cost per cum. 8189.98
314 | Say |  |  |  |  | 8190.00
315 | 6.35.2 | Cement mortar 1:6 (1 cement : 6 Coarse sand) Details of cost for 1 cum. MATERIAL
315 | 7738 | Calcium Silicate Bricks machine moulded confirming to I.S. 4139 - 1989 | 1000 Nos | 0.487 | 5400.00 | 2629.80
315 |  | Cement mortar 1 : 6 (1 cement :
315 |  | 6 coarse sand)
315 | 3.11 | Rate as per Item Number 3.11 of SH: Mortars | cum | 0.22 | 3356.15 | 738.35
315 | 2201 | Carriage of Bricks | 1000 Nos | 0.487 | 276.72 | 134.76
315 | 9999 | Sundries | L.S. | 2.73 | 2.00 | 5.46
315 |  | LABOUR
315 | 0123 | Mason (brick layer) 1st class | day | 0.47 | 738.00 | 346.86
315 | 0124 | Mason (brick layer) 2nd class | day | 0.47 | 679.00 | 319.13
315 | 0115 | Coolie | day | 1.80 | 558.00 | 1004.40
315 | 0101 | Bhisti | day | 0.20 | 617.00 | 123.40
315 | 9999 | Scaffolding | L.S. | 22.36 | 2.00 | 44.72
315 |  | Extra labour element required for
315 |  | lifting of materials above floor two
315 |  | level upto floor V level (0.75 x
315 |  | 1.5 = 1.13)
315 | 0115 | Coolie | day | 1.13 | 558.00 | 630.54
315 | TOTAL |  |  |  |  | 5977.43 W
315 | Add 1 % Water charges on "W" |  |  |  |  | 59.77
315 | TOTAL |  |  |  |  | 6037.20 | X
315 |  | Add GST on "X" (multiplying factor
315 |  | 0.1405) 848.23
315 | TOTAL |  |  |  |  | 6885.43 | Y
315 | Add 15% CPOH on "Y" |  |  |  |  | 1032.81
315 | TOTAL |  |  |  |  | 7918.24 | Z
315 | Add Cess @ 1% on "Z" |  |  |  |  | 79.18
315 |  | Cost per cum. 7997.42
315 | Say |  |  |  |  | 7997.40
315 | 6.36 | Brick work with modular extruded brunt fly ash clay sewer bricks (Conforming to IS: 4885 ) in cement mortar 1:4 (1 cement : 4 coarse sand) in foundation and plinth :
315 | 6.36.1 | Cement Mortar 1:4 ( 1 cement : 4 coarse sand) Details of cost for 1 cum. MATERIAL
315 | 7736 | Extruded burnt flyash clay sewer bricks conforming to I.S 4885 - 1988 | 1000 Nos | 0.487 | 5400.00 | 2629.80
315 |  | Cement mortar 1 : 4 (1 cement :
315 |  | 4 coarse sand)
315 | 3.9 | Rate as per Item Number 3.9 of SH: Mortars | cum | 0.22 | 4010.35 | 882.28
315 | 2201 | Carriage of Bricks | 1000 Nos | 0.487 | 276.72 | 134.76
315 | 9999 | Sundries | L.S. | 2.73 | 2.00 | 5.46
316 |  | LABOUR
316 | 0123 | Mason (brick layer) 1st class | day | 0.33 | 738.00 | 243.54
316 | 0124 | Mason (brick layer) 2nd class | day | 0.33 | 679.00 | 224.07
316 | 0115 | Coolie | day | 1.00 | 558.00 | 558.00
316 | 0101 | Bhisti | day | 0.18 | 617.00 | 111.06
316 | TOTAL |  |  |  |  | 4788.97 W
316 | Add 1 % Water charges on "W" |  |  |  |  | 47.89
316 | TOTAL |  |  |  |  | 4836.86 | X
316 |  | Add GST on "X" (multiplying factor
316 |  | 0.1405) 679.58
316 | TOTAL |  |  |  |  | 5516.44 | Y
316 | Add 15% CPOH on "Y" |  |  |  |  | 827.47
316 | TOTAL |  |  |  |  | 6343.90 | Z
316 | Add Cess @ 1% on "Z" |  |  |  |  | 63.44
316 |  | Cost per cum. 6407.34
316 | Say |  |  |  |  | 6407.35
316 | 6.37 | Brick work with modular extruded brunt fly ash clay sewer bricks (conforming to IS : 4885) in arches in foundation and plinth in cement mortar 1:3 ( 1 cement : 3 fine sand). Details of cost for 1 cum. MATERIAL
316 | 7736 | Extruded burnt flyash clay sewer bricks conforming to I.S 4885 - 1988 | 1000 Nos | 0.487 | 5400.00 | 2629.80
316 |  | Cement Mortar 1:3 (1 cement :
316 |  | 3 fine sand).
316 | 3.3 | Rate as per item no 3.3 SH Mortar | cum | 0.25 | 4183.05 | 1045.76
316 | 2201 | Carriage of Bricks | 1000 Nos | 0.487 | 276.72 | 134.76
316 | 9999 | Sundries | L.S. | 2.73 | 2.00 | 5.46
316 |  | Centering and shuttering
316 | 5.9.9 | Rate as per item no 5.9.9 of
316 | SH : Reinforced cement concrete work | sqm | 2.25 | 1713.20 | 3854.70 | A
316 |  | LABOUR
316 | 0123 | Mason (brick layer) 1st class | day | 0.42 | 738.00 | 309.96
316 | 0124 | Mason (brick layer) 2nd class | day | 0.42 | 679.00 | 285.18
316 | 0115 | Coolie | day | 1.86 | 558.00 | 1037.88
316 | 0101 | Bhisti | day | 0.20 | 617.00 | 123.40
316 | TOTAL |  |  |  |  | 9426.91 W
316 | Add 1 % Water charges on "W-A" |  |  |  |  | 55.72
316 | TOTAL |  |  |  |  | 9482.63 | X
316 |  | Add GST on "X-A" (multiplying
316 |  | factor 0.1405) 790.72
316 | TOTAL |  |  |  |  | 10273.35 | Y
316 | Add 15% CPOH on "Y-A" |  |  |  |  | 962.80
316 | TOTAL |  |  |  |  | 11236.15 | Z
316 | Add Cess @ 1% on "Z-A" |  |  |  |  | 73.81
316 |  | Cost per cum. 11309.96
316 | Say |  |  |  |  | 11309.95
317 | 6.38 | Providing and laying autoclaved aerated cement blocks masonry with 100 mm thick AAC blocks in super structure above plinth level up to floor V level in cement mortar 1:4 (1 cement : 4 coarse sand ). The rate includes providing and placing in position 2 Nos 6 mm dia M.S. bars at every third course of masonry work. Details of cost for 1 cum. MATERIAL
317 | 8655 | Autoclaved aerated cement (AAC) blocks. | cum | 1.00 | 2600.00 | 2600.00
317 |  | Cement mortar 1 : 4 (1 cement :
317 |  | 4 coarse sand)
317 | 3.9 | Rate as per Item Number 3.9 of SH: Mortars | cum | 0.15 | 4010.35 | 601.55
317 | 2208 | Carriage of Lime | cum | 1.00 | 103.77 | 103.77
317 | 9999 | Sundries | L.S. | 2.73 | 2.00 | 5.46
317 |  | LABOUR
317 | 0123 | Mason (brick layer) 1st class | day | 0.36 | 738.00 | 265.68
317 | 0124 | Mason (brick layer) 2nd class | day | 0.36 | 679.00 | 244.44
317 | 0115 | Coolie | day | 1.37 | 558.00 | 764.46
317 | 0101 | Bhisti | day | 0.20 | 617.00 | 123.40
317 |  | Reinforcement bars
317 | 5.22.1 | Rate as per item no. 5.22.1 of
317 | SH : Reinforced cement concrete work | kg | 13.20 | 82.10 | 1083.72 | A
317 |  | Extra labour element required for
317 |  | lifting of materials (above floor two
317 |  | level upto floor five level)(0.75 x
317 |  | 1.5 =1.13).
317 | 0115 | Coolie | day | 1.13 | 558.00 | 630.54
317 | TOTAL |  |  |  |  | 6423.02 W
317 | Add 1 % Water charges on "W-A" |  |  |  |  | 53.39
317 | TOTAL |  |  |  |  | 6476.42 | X
317 |  | Add GST on "X-A" (multiplying factor
317 |  | 0.1405) 757.67
317 | TOTAL |  |  |  |  | 7234.09 | Y
317 | Add 15% CPOH on "Y-A" |  |  |  |  | 922.56
317 | TOTAL |  |  |  |  | 8156.64 | Z
317 | Add Cess @ 1% on "Z-A" |  |  |  |  | 70.73
317 | Cost of 1 Cum. |  |  |  |  | 8227.37
317 | Say |  |  |  |  | 8227.35
317 | 6.40 | Providing and laying Gypsum panel partitions 100 mm thick with water proof Gypsum panels of size 666x500x100 mm, made of calcite phosphor Gypsum fixed with tongue and groove, jointed with bonding plaster as per manufacturer’s specifications in superstructure above plinth level up to floor V level. Gypsum blocks will have a minimum compressive strength of 9.3 kg/cm2 Details of cost for 10 sqm MATERIAL
317 | 8656 | Gypsum panel 666 X 500 X 100 mm size. | sqm | 10.00 | 480.00 | 4800.00
318 | 8657 | Bonding plaster for Gypsum panel. | kg | 25.00 | 25.00 | 625.00
318 | 9999 | Sundries & scaffolding | L.S. | 13.52 | 2.00 | 27.04
318 |  | LABOUR
318 | 0123 | Mason (brick layer) 1st class | day | 0.50 | 738.00 | 369.00
318 | 0114 | Beldar | day | 1.00 | 558.00 | 558.00
318 | TOTAL |  |  |  |  | 6379.04 W
318 | Add 1 % Water charges on "W" |  |  |  |  | 63.79
318 | TOTAL |  |  |  |  | 6442.83 | X
318 |  | Add GST on "X" (multiplying factor
318 |  | 0.1405) 905.22
318 | TOTAL |  |  |  |  | 7348.05 | Y
318 | Add 15% CPOH on "Y" |  |  |  |  | 1102.21
318 | TOTAL |  |  |  |  | 8450.26 | Z
318 | Add Cess @ 1% on "Z" |  |  |  |  | 84.50
318 |  | Cost for 10 sqm 8534.76
318 |  | Cost for 1 sqm 853.48
318 | Say |  |  |  |  | 853.50
318 | 6.41 | Extra for Gypsum panel Partitions in superstructure above floor V level for every four floors or part thereof. Details of cost for 10 sqm. per four floor Extra labour element for lifting of materials above floor V level.
318 | 0115 | Coolie | day | 1.73 | 558.00 | 965.34
318 | TOTAL |  |  |  |  | 965.34 W
318 | Add 1 % Water charges on "W" |  |  |  |  | 9.65
318 | TOTAL |  |  |  |  | 974.99 | X
318 |  | Add GST on "X" (multiplying factor
318 |  | 0.1405) 136.99
318 | TOTAL |  |  |  |  | 1111.98 | Y
318 | Add 15% CPOH on "Y" |  |  |  |  | 166.80
318 | TOTAL |  |  |  |  | 1278.78 | Z
318 | Add Cess @ 1% on "Z" |  |  |  |  | 12.79
318 |  | Cost for 10 sqm. 1291.56
318 |  | Cost for 1 sqm 129.16
318 | Say |  |  |  |  | 129.15
318 | 6.44 | Brick edging 7cm wide 11.4 cm deep to plinth protection with common burnt clay F.P.S. (non modular) bricks of class designation 7.5 including grouting with cement mortar 1:4 (1 cement : 4 fine sand). Details of cost for 10m length
318 | 9999 | Excavation and disposal of surplus earth | L.S. | 2.73 | 2.00 | 5.46
318 |  | 2nd class bricks = 42 nos. +
318 |  | Add wastage @ 10% = 4.2 nos.
318 |  | Total = 46.2 nos. Say 46.00 nos.
319 | 2602 | Common burnt clay F.P.S. (non modular) bricks class designation 7.5 | 1000 Nos | 0.046 | 4500.00 | 207.00
319 | 2201 | Carriage of Bricks | 1000 Nos | 0.046 | 276.72 | 12.73
319 |  | Cement mortar 1 : 4 (1 cement :
319 |  | 4 fine sand)
319 | 3.4 | Rate as per Item Number 3.4 of SH: Mortars | cum | 0.0036 | 3528.85 | 12.70
319 |  | LABOUR
319 | 0155 | Mason (average) | day | 0.10 | 709.00 | 70.90
319 | 0114 | Beldar | day | 0.10 | 558.00 | 55.80
319 | 0101 | Bhisti | day | 0.03 | 617.00 | 18.51
319 | 9999 | Sundries | L.S. | 2.73 | 2.00 | 5.46
319 | TOTAL |  |  |  |  | 388.56 W
319 | Add 1 % Water charges on "W" |  |  |  |  | 3.89
319 | TOTAL |  |  |  |  | 392.45 | X
319 |  | Add GST on "X" (multiplying factor
319 |  | 0.1405) 55.14
319 | TOTAL |  |  |  |  | 447.59 | Y
319 | Add 15% CPOH on "Y" |  |  |  |  | 67.14
319 | TOTAL |  |  |  |  | 514.73 | Z
319 | Add Cess @ 1% on "Z" |  |  |  |  | 5.15
319 | Cost of 10 metres |  |  |  |  | 519.87
319 | Cost of 1 metre |  |  |  |  | 51.99
319 | Say |  |  |  |  | 52.00
319 | 6.45 | Half brick masonry with non modular fly ash bricks of class designation 10, conformingio IS :12894, in super structure above plinth and upto floor V level.
319 | 6.45.1 | Cement mortar 1 : 3 (1 cement : 3 coarse sand) Details of cost for 10 sqm. MATERIAL
319 | 7737 | Fly ash bricks conforming to I.S. 12894 | 1000 Nos | 0.565 | 4300.00 | 2429.50
319 |  | Cement mortar 1:3 (1 cement :
319 |  | 3 coarse sand)
319 | 3.8 | Rate as per Item Number 3.8 of SH: Mortars | cum | 0.28 | 4664.55 | 1306.07
319 | 2201 | Carriage of Bricks | 1000 Nos | 0.565 | 276.72 | 156.35
319 | 9999 | Sundries & Scaffolding | L.S. | 13.52 | 2.00 | 27.04
319 |  | LABOUR
319 | 0123 | Mason (brick layer) 1st class | day | 0.60 | 738.00 | 442.80
319 | 0124 | Mason (brick layer) 2nd class | day | 0.60 | 679.00 | 407.40
319 | 0115 | Coolie | day | 2.00 | 558.00 | 1116.00
319 | 0101 | Bhisti | day | 0.70 | 617.00 | 431.90
319 |  | Extra labour for lifting of material
319 |  | (above floor two level up to floor
319 |  | five level)
320 | 0115 | Coolie | day | 1.29 | 558.00 | 719.82
320 | TOTAL |  |  |  |  | 7036.88 | W
320 | Add 1 % Water charges on "W" |  |  |  |  | 70.37
320 | TOTAL |  |  |  |  | 7107.25 | X
320 |  | Add GST on "X" (multiplying factor
320 |  | 0.1405) 998.57
320 | TOTAL |  |  |  |  | 8105.82 | Y
320 | Add 15% CPOH on "Y" |  |  |  |  | 1215.87
320 | TOTAL |  |  |  |  | 9321.69 | Z
320 | Add Cess @ 1% on "Z" |  |  |  |  | 93.22
320 |  | Cost for 10 sqm. 9414.91
320 |  | Cost for 1 sqm. 941.49
320 | Say |  |  |  |  | 941.50
320 | 6.45.2 | Cement mortar 1 : 4 (1 cement : 4 coarse sand) Details of cost for 10 sqm. MATERIAL
320 | 7737 | Fly ash bricks conforming to I.S.
320 | 12894 | 1000 Nos | 0.565 |  | 4300.00 | 2429.50
320 |  | Cement mortar 1 : 4 (1 cement :
320 |  | 4 coarse sand)
320 | 3.9 | Rate as per Item Number 3.9 of SH: Mortars | cum | 0.28 | 4010.35 | 1122.90
320 | 2201 | Carriage of Bricks | 1000 Nos | 0.565 | 276.72 | 156.35
320 | 9999 | Sundries & Scaffolding | L.S. | 13.52 | 2.00 | 27.04
320 |  | LABOUR
320 | 0123 | Mason (brick layer) 1st class | day | 0.60 | 738.00 | 442.80
320 | 0124 | Mason (brick layer) 2nd class | day | 0.60 | 679.00 | 407.40
320 | 0115 | Coolie | day | 2.00 | 558.00 | 1116.00
320 | 0101 | Bhisti | day | 0.70 | 617.00 | 431.90
320 |  | Extra labour for lifting of material
320 |  | (above floor two level up to floor five
320 |  | level)
320 | 0115 | Coolie | day | 1.29 | 558.00 | 719.82
320 | TOTAL |  |  |  |  | 6853.70 | W
320 | Add 1 % Water charges on "W" |  |  |  |  | 68.54
320 | TOTAL |  |  |  |  | 6922.24 | X
320 |  | Add GST on "X" (multiplying factor
320 |  | 0.1405) 972.57
320 | TOTAL |  |  |  |  | 7894.82 | Y
320 | Add 15% CPOH on "Y" |  |  |  |  | 1184.22
320 | TOTAL |  |  |  |  | 9079.04 | Z
320 | Add Cess @ 1% on "Z" |  |  |  |  | 90.79
320 |  | Cost for 10 sqm. 9169.83
320 |  | Cost for 1 sqm. 916.98
320 | Say |  |  |  |  | 917.00
321 | 6.47 | Providing and laying autoclaved aerated cement blocks masonry with 150mm/ 230mm/300 mm thick AAC blocks in super structure above plinth level up to floor V level with RCC band at sill level and lintel level with approved block laying polymer modified adhesive mortar all complete as per direction of Engineer-in-Charge. (The payment of RCC band and reinforcement shall be made for seperately). Details of cost for 1 cum. MATERIAL
321 | 8655 | Autoclaved areated cement (AAC) blocks | cum | 1.00 | 2600.00 | 2600.00
321 | 0357 | Polymer modified adhesive mortar | Kg | 30.00 | 15.00 | 450.00
321 | 9999 | Sundries | L.S. | 2.73 | 2.00 | 5.46
321 |  | LABOUR
321 | 0123 | Mason (brick layer) 1 st class | day | 0.36 | 738.00 | 265.68
321 | 0124 | Mason (brick layer) 2nd class | day | 0.36 | 679.00 | 244.44
321 | 0115 | Coolie | day | 1.37 | 558.00 | 764.46
321 |  | Extra labour element required for
321 |  | lifting of materials (above floor two
321 |  | level upto floor five level) (0.75x
321 |  | 1.50 = 1.13)
321 | 0115 | Coolie | day | 1.13 | 558.00 | 630.54
321 | TOTAL |  |  |  |  | 4960.58 | W
321 | Add 1 % Water charges on "W" |  |  |  |  | 49.61
321 | TOTAL |  |  |  |  | 5010.19 | X
321 |  | Add GST on "X" (multiplying factor
321 |  | 0.1405) 703.93
321 | TOTAL |  |  |  |  | 5714.12 | Y
321 | Add 15% CPOH on "Y" |  |  |  |  | 857.12
321 | TOTAL |  |  |  |  | 6571.23 | Z
321 | Add Cess @ 1% on "Z" |  |  |  |  | 65.71
321 | Cost of 1 cum |  |  |  |  | 6636.95
321 | Say |  |  |  |  | 6636.95

## 07_Stone_Work
PDF Page | Code / Item No | Description / Specification | Unit | Quantity | Rate (Rs) | Amount (Rs) | Tag / Remarks
322 |  | STONE WORK
322 | 313
324 | 7.1 | Random rubble masonry with hard stone in foundation and plinth including levelling up with cement concrete 1:6:12 (1 cement : 6 coarse sand : 12 graded stone aggregate 20 mm nominal size) upto plinth level with :
324 | 7.1.1 | Cement mortar 1:6 (1 cement : 6 coarse sand) Details of cost for 1 cum MATERIAL
324 | 1157 | Stone for masonry work | cum | 1.00 | 1100.00 | 1100.00
324 | 1154 | Through and bond stone size 24 x24 x39 cm | 100 Nos | 0.07 | 5000.00 | 350.00
324 |  | Carriage:
324 | 2215 | Carriage of Soling stone & masonry stone | cum | 1.16 | 122.08 | 141.61
324 |  | 7.00x24cmx24cmx39cm = 0.16 cum.
324 |  | 1.00cum. + 0.16 cum. = 1.16 cum.
324 |  | Cement mortar 1 : 6 (1 cement :
324 |  | 6 coarse sand)
324 | 3.11 | Rate as per Item Number 3.11 of SH: Mortars | cum | 0.33 | 3356.15 | 1107.53
324 |  | LABOUR
324 | 0125 | Mason (for plain stone work) 2nd class) | day | 1.07 | 679.00 | 726.53
324 | 0114 | Beldar | day | 1.07 | 558.00 | 597.06
324 | 0115 | Coolie | day | 0.71 | 558.00 | 396.18
324 | 0101 | Bhisti | day | 0.09 | 617.00 | 55.53
324 | 9999 | Cement concrete 1:6:12 | L.S. | 45.76 | 2.00 | 91.52
324 | 9999 | Sundries | L.S. | 4.42 | 2.00 | 8.84
324 | TOTAL |  |  |  |  | 4574.80 W
324 | Add 1 % Water charges on "W" |  |  |  |  | 45.75
324 | TOTAL |  |  |  |  | 4620.55 | X
324 |  | Add GST on "X" (multiplying factor
324 |  | 0.1405) 649.19
324 | TOTAL |  |  |  |  | 5269.74 | Y
324 | Add 15% CPOH on "Y" |  |  |  |  | 790.46
324 | TOTAL |  |  |  |  | 6060.20 | Z
324 | Add Cess @ 1% on "Z" |  |  |  |  | 60.60
324 | Cost of 1 cum. |  |  |  |  | 6120.80
324 | Say |  |  |  |  | 6120.80
324 | 7.2 | Random rubble masonry with hard stone in superstructure above plinth level and upto floor five level, including leveling up with cement concrete 1:6:12 (1 cement : 6 coarse sand : 12 graded stone aggregate 20 mm nominal size) at window sills, ceiling level and the like.
324 | 7.2.1 | Cement mortar 1:6 (1 cement : 6 coarse sand) Details of cost for 1 cum MATERIAL
324 | 1157 | Stone for masonry work | cum | 1.00 | 1100.00 | 1100.00
324 | 1154 | Through and bond stone size 24 x 24 x39 cm | 100 Nos | 0.07 | 5000.00 | 350.00
324 |  | Carriage of stone-
325 | 2215 | Carriage of Soling stone & masonry stone | cum | 1.16 | 122.08 | 141.61
325 |  | 7.00x24cmx24cmx39cm = 0.16 cum.
325 |  | 1.00cum. + 0.16 cum. = 1.16 cum.
325 |  | Cement mortar 1 : 6 (1 cement :
325 |  | 6 coarse sand)
325 | 3.11 | Rate as per Item Number 3.11 of SH: Mortars | cum | 0.33 | 3356.15 | 1061.78
325 |  | LABOUR
325 | 0125 | Mason (for plain stone work) 2nd class) | day | 1.34 | 679.00 | 909.86
325 | 0114 | Beldar | day | 1.45 | 558.00 | 809.10
325 | 0115 | Coolie | day | 0.71 | 558.00 | 396.18
325 | 0101 | Bhisti | day | 0.09 | 617.00 | 55.53
325 | 9999 | Cement concrete 1:6:12 | L.S. | 56.55 | 2.00 | 113.10
325 |  | Extra labour for lifting of material
325 |  | (above floor two level up to floor five
325 |  | level)
325 | 0115 | Coolie | day | 1.13 | 558.00 | 630.54
325 | 9999 | Sundries | L.S. | 15.21 | 2.00 | 30.42
325 | TOTAL |  |  |  |  | 5598.12 W
325 | Add 1 % Water charges on "W" |  |  |  |  | 55.98
325 | TOTAL |  |  |  |  | 5654.10 | X
325 |  | Add GST on "X" (multiplying factor
325 |  | 0.1405) 794.40
325 | TOTAL |  |  |  |  | 6448.51 | Y
325 | Add 15% CPOH on "Y" |  |  |  |  | 967.28
325 | TOTAL |  |  |  |  | 7415.78 | Z
325 | Add Cess @ 1% on "Z" |  |  |  |  | 74.16
325 | Cost of 1 cum. |  |  |  |  | 7489.94
325 | Say |  |  |  |  | 7489.95
325 | 7.4 | Extra for random rubble masonry with hard stone in :
325 | 7.4.1 | Square or rectangular pillars Details of cost for 1 cum LABOUR
325 | 0125 | Mason (for plain stone work) 2nd class) | day | 0.58 | 679.00 | 393.82
325 | 0115 | Coolie | day | 0.27 | 558.00 | 150.66
325 | TOTAL |  |  |  |  | 544.48 W
325 | Add 1 % Water charges on "W" |  |  |  |  | 5.44
325 | TOTAL |  |  |  |  | 549.92 | X
325 |  | Add GST on "X" (multiplying factor
325 |  | 0.1405) 77.26
325 | TOTAL |  |  |  |  | 627.19 | Y
325 | Add 15% CPOH on "Y" |  |  |  |  | 94.08
325 | TOTAL |  |  |  |  | 721.27 | Z
325 | Add Cess @ 1% on "Z" |  |  |  |  | 7.21
325 | Cost of 1 cum. |  |  |  |  | 728.48
325 | Say |  |  |  |  | 728.50
326 | 7.4.2 | Circular pillars Details of cost for 1 cum
326 | 1157 | Stone for masonry work | cum | 0.29 | 1100.00 | 319.00
326 | 2215 | Carriage of Soling stone & masonry stone | cum | 0.29 | 122.08 | 35.40
326 |  | LABOUR
326 |  | Labour for cutting and dressing stones-
326 | 0125 | Mason (for plain stone work) 2nd class) | day | 1.42 | 679.00 | 964.18
326 | 0115 | Coolie | day | 0.35 | 558.00 | 195.30
326 | TOTAL |  |  |  |  | 1513.88 W
326 | Add 1 % Water charges on "W" |  |  |  |  | 15.14
326 | TOTAL |  |  |  |  | 1529.02 | X
326 |  | Add GST on "X" (multiplying factor
326 |  | 0.1405) 214.83
326 | TOTAL |  |  |  |  | 1743.85 | Y
326 | Add 15% CPOH on "Y" |  |  |  |  | 261.58
326 | TOTAL |  |  |  |  | 2005.43 | Z
326 | Add Cess @ 1% on "Z" |  |  |  |  | 20.05
326 | Cost of 1 cum |  |  |  |  | 2025.48
326 | Say |  |  |  |  | 2025.50
326 | 7.5 | Extra for random rubble masonry with hard stone curved on plan for a mean radius not exceeding 6 m. Details of cost for 1 cum
326 | 1157 | Stone for masonry work | cum | 0.10 | 1100.00 | 110.00
326 | 2215 | Carriage of Soling stone & masonry stone | cum | 0.10 | 122.08 | 12.21
326 |  | LABOUR
326 |  | Labour for cutting and dressing stones-
326 | 0125 | Mason (for plain stone work) 2nd class) | day | 0.27 | 679.00 | 183.33
326 | 0115 | Coolie | day | 0.53 | 558.00 | 295.74
326 | TOTAL |  |  |  |  | 601.28 W
326 | Add 1 % Water charges on "W" |  |  |  |  | 6.01
326 | TOTAL |  |  |  |  | 607.29 | X
326 |  | Add GST on "X" (multiplying factor
326 |  | 0.1405) 85.32
326 | TOTAL |  |  |  |  | 692.62 | Y
326 | Add 15% CPOH on "Y" |  |  |  |  | 103.89
326 | TOTAL |  |  |  |  | 796.51 | Z
326 | Add Cess @ 1% on "Z" |  |  |  |  | 7.97
326 | Cost of 1 cum. |  |  |  |  | 804.47
326 | Say |  |  |  |  | 804.45
327 | 7.6 | Coursed rubble masonry (first sort) with hard stone in foundation and plinth with :
327 | 7.6.1 | Cement mortar 1:6 (1 cement : 6 coarse sand) Details of cost for 1 cum MATERIAL Cement mortar 1 : 6 (1 cement : 6 coarse sand)
327 | 3.11 | Rate as per Item Number 3.11 of SH: Mortars | cum | 0.30 | 3356.15 | 1006.85
327 | 1157 | Stone for masonry work | cum | 1.21 | 1100.00 | 1331.00
327 | 1154 | Through and bond stone size 24 x24 x39 cm | 100 Nos | 0.07 | 5000.00 | 350.00
327 | 2215 | Carriage of Soling stone & masonry stone | cum | 1.37 | 122.08 | 167.25
327 |  | 7.00x24cmx24cmx39cm = 0.16 cum.
327 |  | 1.21+0.16=1.37 Cum
327 |  | LABOUR
327 | 0125 | Mason (for plain stone work) 2nd class) | day | 2.12 | 679.00 | 1439.48
327 | 0114 | Beldar | day | 1.24 | 558.00 | 691.92
327 | 0115 | Coolie | day | 0.71 | 558.00 | 396.18
327 | 0101 | Bhisti | day | 0.09 | 617.00 | 55.53
327 | 9999 | Sundries | L.S. | 13.52 | 2.00 | 27.04
327 | TOTAL |  |  |  |  | 5465.24 W
327 | Add 1 % Water charges on "W" |  |  |  |  | 54.65
327 | TOTAL |  |  |  |  | 5519.90 | X
327 |  | Add GST on "X" (multiplying factor
327 |  | 0.1405) 775.55
327 | TOTAL |  |  |  |  | 6295.44 | Y
327 | Add 15% CPOH on "Y" |  |  |  |  | 944.32
327 | TOTAL |  |  |  |  | 7239.76 | Z
327 | Add Cess @ 1% on "Z" |  |  |  |  | 72.40
327 | Cost of 1 cum. |  |  |  |  | 7312.16
327 | Say |  |  |  |  | 7312.15
327 | 7.7 | Coursed rubble masonry (second sort) with hard stone in foundation & plinth with :
327 | 7.7.1 | Cement mortar 1:6 (1 cement : 6 coarse sand) Details of cost for 1 cum MATERIAL Cement mortar 1 : 6 (1 cement : 6 coarse sand)
327 | 3.11 | Rate as per Item Number 3.11 of SH: Mortars | cum | 0.30 | 3356.15 | 1006.85
327 | 1157 | Stone for masonry work | cum | 1.10 | 1100.00 | 1210.00
327 | 1154 | Through and bond stone size 24 x 24 x39 cm | 100 Nos | 0.07 | 5000.00 | 350.00
327 |  | Carriage:
328 | 2215 | Carriage of Soling stone & masonry stone | cum | 1.26 | 122.08 | 153.82
328 |  | 7.00x24cmx24cmx39cm = 0.16 cum.
328 |  | 1.10+0.16 cum = 1.26 cum.
328 |  | LABOUR
328 | 0125 | Mason (for plain stone work) 2nd class) | day | 1.76 | 679.00 | 1195.04
328 | 0114 | Beldar | day | 1.24 | 558.00 | 691.92
328 | 0115 | Coolie | day | 0.71 | 558.00 | 396.18
328 | 0101 | Bhisti | day | 0.09 | 617.00 | 55.53
328 | 9999 | Sundries | L.S. | 13.52 | 2.00 | 27.04
328 | TOTAL |  |  |  |  | 5086.38 W
328 | Add 1 % Water charges on "W" |  |  |  |  | 50.86
328 | TOTAL |  |  |  |  | 5137.24 | X
328 |  | Add GST on "X" (multiplying factor
328 |  | 0.1405) 721.78
328 | TOTAL |  |  |  |  | 5859.02 | Y
328 | Add 15% CPOH on "Y" |  |  |  |  | 878.85
328 | TOTAL |  |  |  |  | 6737.87 | Z
328 | Add Cess @ 1% on "Z" |  |  |  |  | 67.38
328 | Cost of 1 cum. |  |  |  |  | 6805.25
328 | Say |  |  |  |  | 6805.25
328 | 7.8 | Coursed rubble masonry with hard stone (first or second sort) in superstructure above plinth level and upto floor five level.
328 | 7.8.1 | Masonry work (first sort), in cement mortar 1:6 (1 cement : 6 coarse sand) Details of cost for 1 cum MATERIAL Cement mortar 1 : 6 (1 cement : 6 coarse sand)
328 | 3.11 | Rate as per Item Number 3.11 of SH: Mortars | cum | 0.30 | 3356.15 | 1006.85
328 | 1157 | Stone for masonry work | cum | 1.21 | 1100.00 | 1331.00
328 | 1154 | Through and bond stone size 24 x 24 x39 cm | 100 Nos | 0.07 | 5000.00 | 350.00
328 | 2215 | Carriage of Soling stone & masonry stone | cum | 1.37 | 122.08 | 167.25
328 |  | 7.00 x 24 cm x24 cm x 39 cm =
328 |  | 0.16 cum.
328 |  | 1.21 cum. + 0.16 cum = 1.37 cum
328 |  | LABOUR
328 | 0125 | Mason (for plain stone work) 2nd class) | day | 2.38 | 679.00 | 1616.02
328 | 0114 | Beldar | day | 1.59 | 558.00 | 887.22
328 | 0115 | Coolie | day | 0.71 | 558.00 | 396.18
328 | 0101 | Bhisti | day | 0.09 | 617.00 | 55.53
328 |  | Extra labour for lifting of material
328 |  | (above floor two level up to floor
328 |  | five level)
328 | 0115 | Coolie | day | 1.13 | 558.00 | 630.54
329 | 9999 | Sundries, scaffolding etc. | L.S. | 37.70 | 2.00 | 75.40
329 | TOTAL |  |  |  |  | 6515.98 W
329 | Add 1 % Water charges on "W" |  |  |  |  | 65.16
329 | TOTAL |  |  |  |  | 6581.14 | X
329 |  | Add GST on "X" (multiplying factor
329 |  | 0.1405) 924.65
329 | TOTAL |  |  |  |  | 7505.80 | Y
329 | Add 15% CPOH on "Y" |  |  |  |  | 1125.97
329 | TOTAL |  |  |  |  | 8631.66 | Z
329 | Add Cess @ 1% on "Z" |  |  |  |  | 86.32
329 | Cost of 1 cum. |  |  |  |  | 8717.98
329 | Say |  |  |  |  | 8718.00
329 | 7.8.2 | Masonry work (second sort), in cement mortar 1:6 (1 cement: 6 coarse sand) Details of cost for 1 cum MATERIAL Cement mortar 1 : 6 (1 cement : 6 coarse sand)
329 | 3.11 | Rate as per Item Number 3.11 of SH: Mortars | cum | 0.30 | 3356.15 | 1006.85
329 | 1157 | Stone for masonry work | cum | 1.10 | 1100.00 | 1210.00
329 | 1154 | Through and bond stone size 24 x24 x39 cm | 100 Nos | 0.07 | 5000.00 | 350.00
329 |  | Carriage:
329 | 2215 | Carriage of Soling stone & masonry stone | cum | 1.26 | 122.08 | 153.82
329 |  | 7.00x24cmx24cmx39cm = 0.16 cum.
329 |  | 1.10+0.16 cum = 1.26 cum.
329 |  | LABOUR
329 | 0125 | Mason (for plain stone work) 2nd class) | day | 2.02 | 679.00 | 1371.58
329 | 0114 | Beldar | day | 1.59 | 558.00 | 887.22
329 | 0115 | Coolie | day | 0.71 | 558.00 | 396.18
329 | 0101 | Bhisti | day | 0.09 | 617.00 | 55.53
329 |  | Extra labour for lifting of material
329 |  | (above floor two level up to floor
329 |  | five level)
329 | 0115 | Coolie | day | 1.13 | 558.00 | 630.54
329 | 9999 | Sundries, scaffolding etc. | L.S. | 37.70 | 2.00 | 75.40
329 | TOTAL |  |  |  |  | 6137.12 W
329 | Add 1 % Water charges on "W" |  |  |  |  | 61.37
329 | TOTAL |  |  |  |  | 6198.49 | X
329 |  | Add GST on "X" (multiplying factor
329 |  | 0.1405) 870.89
329 | TOTAL |  |  |  |  | 7069.37 | Y
329 | Add 15% CPOH on "Y" |  |  |  |  | 1060.41
329 | TOTAL |  |  |  |  | 8129.78 | Z
329 | Add Cess @ 1% on "Z" |  |  |  |  | 81.30
329 | Cost of 1 cum. |  |  |  |  | 8211.08
329 | Say |  |  |  |  | 8211.10
330 | 7.10 | Extra for coursed rubble masonry with hard stone (first or second sort) in:
330 | 7.10.1 | Square or rectangular pillars Details of cost for 1 cum LABOUR
330 | 0125 | Mason (for plain stone work) 2nd class) | day | 0.67 | 679.00 | 300.16
330 | 0115 | Coolie | day | 0.27 | 558.00 | 150.66
330 | TOTAL |  |  |  |  | 450.82 W
330 | Add 1 % Water charges on "W" |  |  |  |  | 4.51
330 | TOTAL |  |  |  |  | 455.33 | X
330 |  | Add GST on "X" (multiplying factor
330 |  | 0.1405) 63.97
330 | TOTAL |  |  |  |  | 519.30 | Y
330 | Add 15% CPOH on "Y" |  |  |  |  | 77.90
330 | TOTAL |  |  |  |  | 597.20 | Z
330 | Add Cess @ 1% on "Z" |  |  |  |  | 5.97
330 | Cost of 1 cum. |  |  |  |  | 603.17
330 | Say |  |  |  |  | 603.15
330 | 7.10.2 | Circular pillars Details of cost for 1 cum
330 | 1157 | Stone for masonry work | cum | 0.32 | 1100.00 | 352.00
330 | 2215 | Carriage of Soling stone & masonry stone | cum | 0.32 | 122.08 | 39.07
330 |  | LABOUR
330 |  | Labour for cutting and dressing :
330 | 0125 | Mason (for plain stone work) 2nd class) | day | 1.67 | 679.00 | 1133.93
330 | 0115 | Coolie | day | 0.35 | 558.00 | 195.30
330 | TOTAL |  |  |  |  | 1720.30 W
330 | Add 1 % Water charges on "W" |  |  |  |  | 17.20
330 | TOTAL |  |  |  |  | 1737.50 | X
330 |  | Add GST on "X" (multiplying factor
330 |  | 0.1405) 244.12
330 | TOTAL |  |  |  |  | 1981.62 | Y
330 | Add 15% CPOH on "Y" |  |  |  |  | 297.24
330 | TOTAL |  |  |  |  | 2278.86 | Z
330 | Add Cess @ 1% on "Z" |  |  |  |  | 22.79
330 | Cost of 1 cum |  |  |  |  | 2301.65
330 | Say |  |  |  |  | 2301.65
330 | 7.11 | Extra for coursed rubble masonry with hard stone (first or second sort) curved on plan for a mean radius not exceeding 6 m. Details of cost for 1 cum Extra
330 | 1157 | Stone for masonry work | cum | 0.11 | 1100.00 | 121.00
330 | 2215 | Carriage of Soling stone & masonry stone | cum | 0.11 | 122.08 | 13.43
330 |  | Labour for cutting and dressing:
331 | 0125 | Mason (for plain stone work) 2nd class) | day | 0.33 | 679.00 | 224.07
331 | 0115 | Coolie | day | 0.53 | 558.00 | 295.74
331 | TOTAL |  |  |  |  | 654.24 W
331 | Add 1 % Water charges on "W" |  |  |  |  | 6.54
331 | TOTAL |  |  |  |  | 660.78 | X
331 |  | Add GST on "X" (multiplying factor
331 |  | 0.1405) 92.84
331 | TOTAL |  |  |  |  | 753.62 | Y
331 | Add 15% CPOH on "Y" |  |  |  |  | 113.04
331 | TOTAL |  |  |  |  | 866.66 | Z
331 | Add Cess @ 1% on "Z" |  |  |  |  | 8.67
331 | Cost of 1 cum. |  |  |  |  | 875.33
331 | Say |  |  |  |  | 875.35
331 | 7.12 | Stone work in plain ashlar in super structure upto floor five level in cement mortar 1:6 (1 cement : 6 coarse sand) including pointing with cement mortar 1:2 (1 white cement : 2 stone dust) with an admixture of pigment matching the stone shade :
331 | 7.12.1 | One face dressed
331 | 7.12.1.1 | Red sand stone Details of cost for 10 cudm. MATERIAL Red sand stone Finished work = 10 cudm.+ Add wastage @ 33.3% = 3.33 cudm. Total = 13.33 cudm
331 | 1160 | Red sand stone block | 10 cudm | 1.333 | 79.00 | 105.31
331 | 2216 | Carriage of Stone blocks white & red sand stone & kota stone slab | tonne | 0.031 | 92.24 | 2.86
331 |  | @ 2.30kg/cudm = 13.33x2.30 =
331 |  | 30.659 kg = 0.03065 tonne.
331 |  | Say 0.031 t.
331 |  | Extra labour for lifting of materials
331 |  | upto floor V level (0.01x1.50 = 0.015)
331 | 0115 | Coolie | day | 0.015 | 558.00 | 8.37
331 |  | Dressing charges
331 |  | LABOUR
331 | 0125 | Mason (for plain stone work) 2nd class) | day | 0.088 | 679.00 | 59.75
331 | 0102 | Blacksmith 1st class | day | 0.006 | 738.00 | 4.43
331 | 0114 | Beldar | day | 0.044 | 558.00 | 24.55
331 | 0115 | Coolie | day | 0.022 | 558.00 | 12.28
331 | 0100 | Bandhani | day | 0.044 | 617.00 | 27.15
331 |  | Fixing charges
331 |  | LABOUR
331 | 0125 | Mason (for plain stone work) 2nd class) | day | 0.044 | 679.00 | 29.88
331 | 0102 | Blacksmith 1st class | day | 0.006 | 738.00 | 4.43
331 | 0114 | Beldar | day | 0.022 | 558.00 | 12.28
331 | 0115 | Coolie | day | 0.022 | 558.00 | 12.28
331 | 0100 | Bandhani | day | 0.022 | 617.00 | 13.57
331 | 0101 | Bhisti | day | 0.022 | 617.00 | 13.57
332 | 9999 | Scafolding | L.S. | 2.73 | 2.00 | 5.46
332 | 9999 | Mortar for laying and pointing | L.S. | 8.06 | 2.00 | 16.12
332 | TOTAL |  |  |  |  | 352.28 | W
332 | Add 1 % Water charges on "W" |  |  |  |  | 3.52
332 | TOTAL |  |  |  |  | 355.80 | X
332 |  | Add GST on "X" (multiplying factor
332 |  | 0.1405) 49.99
332 | TOTAL |  |  |  |  | 405.79 | Y
332 | Add 15% CPOH on "Y" |  |  |  |  | 60.87
332 | TOTAL |  |  |  |  | 466.66 | Z
332 | Add Cess @ 1% on "Z" |  |  |  |  | 4.67
332 | Cost of 10 cudm. |  |  |  |  | 471.32
332 | Cost of 1 cum. |  |  |  |  | 47132.00
332 | Say |  |  |  |  | 47132.00
332 | 7.12.1.2 | White sand stone Details of cost for 10 cudm. MATERIAL
332 | 1161 | White sand stone block | 10 cudm | 1.333 | 205.00 | 273.27
332 |  | Finished work = 10 cudm.+
332 |  | Add wastage @ 33.3% = 3.33 cudm.
332 |  | Total = 13.33 cudm.
332 | 2216 | Carriage of Stone blocks white & red sand stone & kota stone slab | tonne | 0.031 | 92.24 | 2.86
332 |  | @ 2.30kg/cudm = 13.33x2.30 =
332 |  | 30.659 kg = 0.03065 tonne say
332 |  | 0.031 t.
332 |  | Extra labour for lifting of materials
332 |  | upto floor V level. (0.01 x 1.50 =
332 |  | 0.015)
332 | 0115 | Coolie | day | 0.015 | 558.00 | 8.37
332 |  | Dressing charges
332 |  | LABOUR
332 | 0125 | Mason (for plain stone work) 2nd class) | day | 0.088 | 679.00 | 59.75
332 | 0102 | Blacksmith 1st class | day | 0.006 | 738.00 | 4.43
332 | 0114 | Beldar | day | 0.044 | 558.00 | 24.55
332 | 0115 | Coolie | day | 0.022 | 558.00 | 12.28
332 | 0100 | Bandhani | day | 0.044 | 617.00 | 27.15
332 |  | Fixing charges
332 |  | LABOUR
332 | 0125 | Mason (for plain stone work) 2nd class) | day | 0.044 | 679.00 | 29.88
332 | 0102 | Blacksmith 1st class | day | 0.006 | 738.00 | 4.43
332 | 0114 | Beldar | day | 0.022 | 558.00 | 12.28
332 | 0115 | Coolie | day | 0.022 | 558.00 | 12.28
332 | 0100 | Bandhani | day | 0.022 | 617.00 | 13.57
332 | 0101 | Bhisti | day | 0.022 | 617.00 | 13.57
332 | 9999 | Scaffolding | L.S. | 2.73 | 2.00 | 5.46
333 | 9999 | Mortar for laying and pointing | L.S. | 8.06 | 2.00 | 16.12
333 | TOTAL |  |  |  |  | 520.23 | W
333 | Add 1 % Water charges on "W" |  |  |  |  | 5.20
333 | TOTAL |  |  |  |  | 525.44 | X
333 |  | Add GST on "X" (multiplying factor
333 |  | 0.1405) 73.82
333 | TOTAL |  |  |  |  | 599.26 | Y
333 | Add 15% CPOH on "Y" |  |  |  |  | 89.89
333 | TOTAL |  |  |  |  | 689.15 | Z
333 | Add Cess @ 1% on "Z" |  |  |  |  | 6.89
333 | Cost of 10 cudm. |  |  |  |  | 696.04
333 | Cost of 1 cum. |  |  |  |  | 69604.00
333 | Say |  |  |  |  | 69604.00
333 | 7.12.2 | Both face dressed
333 | 7.12.2.1 | Red sand stone Details of cost for 10 cudm. MATERIAL
333 | 1160 | Red sand stone block | 10 cudm | 1.333 | 79.00 | 105.31
333 |  | Finished work = 10 cudm.+
333 |  | Add wastage @ 33.3% = 3.33 cudm.
333 |  | Total = 13.33 cudm.
333 |  | Cost of stone
333 | 2216 | Carriage of Stone blocks white & red sand stone & kota stone slab | tonne | 0.031 | 92.24 | 2.86
333 |  | @ 2.30kg/cudm = 13.33x2.30 =
333 |  | 30.659 kg = 0.03065 tonne say 0.031 t.
333 |  | Extra labour for lifting of materials
333 |  | upto floor V level (0.01x1.50 = 0.015)
333 | 0115 | Coolie | day | 0.015 | 558.00 | 8.37
333 |  | Dressing charges
333 |  | LABOUR
333 | 0125 | Mason (for plain stone work) 2nd class) | day | 0.176 | 679.00 | 119.50
333 | 0102 | Blacksmith 1st class | day | 0.012 | 738.00 | 8.86
333 | 0114 | Beldar | day | 0.088 | 558.00 | 49.10
333 | 0115 | Coolie | day | 0.044 | 558.00 | 24.55
333 | 0100 | Bandhani | day | 0.088 | 617.00 | 54.30
333 |  | Fixing charges
333 |  | LABOUR
333 | 0125 | Mason (for plain stone work) 2nd class) | day | 0.044 | 679.00 | 29.88
333 | 0102 | Blacksmith 1st class | day | 0.006 | 738.00 | 4.43
333 | 0114 | Beldar | day | 0.022 | 558.00 | 12.28
333 | 0115 | Coolie | day | 0.022 | 558.00 | 12.28
333 | 0100 | Bandhani | day | 0.022 | 617.00 | 13.57
333 | 0101 | Bhisti | day | 0.022 | 617.00 | 13.57
333 | 9999 | Scafolding | L.S. | 2.73 | 2.00 | 5.46
334 | 9999 | Mortar for laying and pointing | L.S. | 8.06 | 2.00 | 16.12
334 | TOTAL |  |  |  |  | 480.43 | W
334 | Add 1 % Water charges on "W" |  |  |  |  | 4.80
334 | TOTAL |  |  |  |  | 485.24 | X
334 |  | Add GST on "X" (multiplying factor
334 |  | 0.1405) 68.18
334 | TOTAL |  |  |  |  | 553.41 | Y
334 | Add 15% CPOH on "Y" |  |  |  |  | 83.01
334 | TOTAL |  |  |  |  | 636.42 | Z
334 | Add Cess @ 1% on "Z" |  |  |  |  | 6.36
334 | Cost of 10 cudm. |  |  |  |  | 642.79
334 | Cost of 1 cum. |  |  |  |  | 64279.00
334 | Say |  |  |  |  | 64279.00
334 | 7.12.2.2 | White sand stone Details of cost for 10 cudm or 0.01 cum MATERIAL
334 | 1161 | White sand stone block | 10 cudm | 1.333 | 205.00 | 273.27
334 |  | Finished work = 10 cudm.+
334 |  | Add wastage @ 33.3% = 3.33 cudm.
334 |  | Total = 13.33 cudm.
334 | 2216 | Carriage of Stone blocks white & red sand stone & kota stone slab @ 2.30kg/cudm = 13.33x2.30 = 30.659 kg = 0.03065 tonne say 0.031 t. | tonne | 0.031 | 92.24 | 2.86
334 |  | Extra labour for lifting of material
334 |  | upto floor V level. (0.01 x 1.50 =
334 |  | 0.015)
334 | 0115 | Coolie | day | 0.015 | 558.00 | 8.37
334 |  | Dressing charges
334 |  | LABOUR
334 | 0125 | Mason (for plain stone work) 2nd class) | day | 0.176 | 679.00 | 119.50
334 | 0102 | Blacksmith 1st class | day | 0.012 | 738.00 | 8.86
334 | 0114 | Beldar | day | 0.088 | 558.00 | 49.10
334 | 0115 | Coolie | day | 0.044 | 558.00 | 24.55
334 | 0100 | Bandhani | day | 0.088 | 617.00 | 54.30
334 |  | Fixing charges
334 |  | LABOUR
334 | 0125 | Mason (for plain stone work) 2nd class) | day | 0.044 | 679.00 | 29.88
334 | 0102 | Blacksmith 1st class | day | 0.006 | 738.00 | 4.43
334 | 0114 | Beldar | day | 0.022 | 558.00 | 12.28
334 | 0115 | Coolie | day | 0.022 | 558.00 | 12.28
334 | 0100 | Bandhani | day | 0.022 | 617.00 | 13.57
334 | 0101 | Bhisti | day | 0.022 | 617.00 | 13.57
334 | 9999 | Scaffolding | L.S. | 2.73 | 2.00 | 5.46
335 | 9999 | Mortar for laying and pointing | L.S. | 8.06 | 2.00 | 16.12
335 | TOTAL |  |  |  |  | 648.39 | W
335 | Add 1 % Water charges on "W" |  |  |  |  | 6.48
335 | TOTAL |  |  |  |  | 654.87 | X
335 |  | Add GST on "X" (multiplying factor
335 |  | 0.1405) 92.01
335 | TOTAL |  |  |  |  | 746.88 | Y
335 | Add 15% CPOH on "Y" |  |  |  |  | 112.03
335 | TOTAL |  |  |  |  | 858.92 | Z
335 | Add Cess @ 1% on "Z" |  |  |  |  | 8.59
335 | Cost of 10 cudm. |  |  |  |  | 867.51
335 | Cost of 1 cum. |  |  |  |  | 86751.00
335 | Say |  |  |  |  | 86751.00
335 | 7.13 | Stone work plain ashlar in arches in super structure upto floor V level in cement mortar 1:3 (1 cement : 3 coarse sand) including centering, shuttering and pointing with white cement mortar 1:2 (1 white cement : 2 stone dust) with an admixture of pigment matching the stone shade.
335 | 7.13.1 | One face dressed
335 | 7.13.1.1 | Red sand stone Details of cost for 10 cudm or 0.01 cum MATERIAL
335 | 1160 | Red sand stone block | 10 cudm | 1.333 | 79.00 | 105.31
335 |  | Finished work = 10 cudm.+
335 |  | Add wastage @ 33.3% = 3.33 cudm.
335 |  | Total = 13.33 cudm.
335 | 2216 | Carriage of Stone blocks white & red sand stone & kota stone slab | tonne | 0.031 | 92.24 | 2.86
335 |  | @ 2.30kg/cudm = 13.33x2.30 =
335 |  | 30.659 kg = 0.03065 tonne say 0.031 t.
335 |  | Dressing charges
335 |  | LABOUR
335 | 0125 | Mason (for plain stone work) 2nd class) | day | 0.088 | 679.00 | 59.75
335 | 0102 | Blacksmith 1st class | day | 0.006 | 738.00 | 4.43
335 | 0114 | Beldar | day | 0.044 | 558.00 | 24.55
335 | 0115 | Coolie | day | 0.022 | 558.00 | 12.28
335 | 0100 | Bandhani | day | 0.044 | 617.00 | 27.15
335 |  | Fixing charges
335 |  | LABOUR
335 | 0125 | Mason (for plain stone work) 2nd class) | day | 0.044 | 679.00 | 29.88
335 | 0102 | Blacksmith 1st class | day | 0.006 | 738.00 | 4.43
335 | 0114 | Beldar | day | 0.022 | 558.00 | 12.28
335 | 0115 | Coolie | day | 0.022 | 558.00 | 12.28
335 | 0100 | Bandhani | day | 0.022 | 617.00 | 13.57
335 | 0101 | Bhisti | day | 0.022 | 617.00 | 13.57
335 | 9999 | Scaffolding | L.S. | 2.73 | 2.00 | 5.46
335 | 9999 | Mortar for laying and pointing | L.S. | 8.06 | 2.00 | 16.12
335 | 9999 | Centering and shuttering | L.S. | 13.52 | 2.00 | 27.04
336 | 9999 | Extra for using white cement | L.S. | 8.06 | 2.00 | 16.12
336 |  | Extra labour for lifting of material
336 |  | (above floor two level up to floor five
336 |  | level) (0.01 x 1.5 = 0.015)
336 | 0115 | Coolie | day | 0.015 | 558.00 | 8.37
336 | TOTAL |  |  |  |  | 395.44 | W
336 | Add 1 % Water charges on "W" |  |  |  |  | 3.95
336 | TOTAL |  |  |  |  | 399.39 | X
336 |  | Add GST on "X" (multiplying factor
336 |  | 0.1405) 56.11
336 | TOTAL |  |  |  |  | 455.51 | Y
336 | Add 15% CPOH on "Y" |  |  |  |  | 68.33
336 | TOTAL |  |  |  |  | 523.83 | Z
336 | Add Cess @ 1% on "Z" |  |  |  |  | 5.24
336 | Cost of 10 cudm. |  |  |  |  | 529.07
336 | Cost of 1 cum. |  |  |  |  | 52907.00
336 | Say |  |  |  |  | 52907.00
336 | 7.13.1.2 | White sand stone Details of cost for 10 cudm or 0.01 cum MATERIAL
336 | 1161 | White sand stone block | 10 cudm | 1.333 | 205.00 | 273.27
336 |  | Finished work = 10 cudm.+
336 |  | Add wastage @ 33.3% = 3.33 cudm.
336 |  | Total = 13.33 cudm.
336 | 2216 | Carriage of Stone blocks white & red sand stone & kota stone slab | tonne | 0.031 | 92.24 | 2.86
336 |  | @ 2.30kg/cudm = 13.33x2.30=
336 |  | 30.659 kg = 0.03065 tonne say 0.031t
336 |  | Dressing charges
336 |  | LABOUR
336 | 0125 | Mason (for plain stone work) 2nd class) | day | 0.088 | 679.00 | 59.75
336 | 0102 | Blacksmith 1st class | day | 0.006 | 738.00 | 4.43
336 | 0114 | Beldar | day | 0.044 | 558.00 | 24.55
336 | 0115 | Coolie | day | 0.022 | 558.00 | 12.28
336 | 0100 | Bandhani | day | 0.044 | 617.00 | 27.15
336 |  | Fixing charges
336 |  | LABOUR
336 | 0125 | Mason (for plain stone work) 2nd class) | day | 0.044 | 679.00 | 29.88
336 | 0102 | Blacksmith 1st class | day | 0.006 | 738.00 | 4.43
336 | 0114 | Beldar | day | 0.022 | 558.00 | 12.28
336 | 0115 | Coolie | day | 0.022 | 558.00 | 12.28
336 | 0100 | Bandhani | day | 0.022 | 617.00 | 13.57
336 | 0101 | Bhisti | day | 0.022 | 617.00 | 13.57
336 | 9999 | Scaffolding | L.S. | 2.73 | 2.00 | 5.46
336 | 9999 | Mortar for laying and pointing | L.S. | 8.06 | 2.00 | 16.12
336 | 9999 | Centering and shuttering | L.S. | 13.52 | 2.00 | 27.04
336 | 9999 | Extra for using white cement | L.S. | 8.06 | 2.00 | 16.12
336 |  | Extra labour for lifting of material
336 |  | (above floor two level up to floor
336 |  | five level) (0.01 x 1.5 = 0.015)
337 | 0115 | Coolie | day | 0.015 | 558.00 | 8.37
337 | TOTAL |  |  |  |  | 563.39 | W
337 | Add 1 % Water charges on "W" |  |  |  |  | 5.63
337 | TOTAL |  |  |  |  | 569.03 | X
337 |  | Add GST on "X" (multiplying factor
337 |  | 0.1405) 79.95
337 | TOTAL |  |  |  |  | 648.98 | Y
337 | Add 15% CPOH on "Y" |  |  |  |  | 97.35
337 | TOTAL |  |  |  |  | 746.32 | Z
337 | Add Cess @ 1% on "Z" |  |  |  |  | 7.46
337 | Cost of 10 cudm. |  |  |  |  | 753.79
337 | Cost of 1 cum. |  |  |  |  | 75379.00
337 | Say |  |  |  |  | 75379.00
337 | 7.13.2 | Both face dressed
337 | 7.13.2.1 | Red sand stone Details of cost for 10 cudm or 0.01 cum MATERIAL
337 | 1160 | Red sand stone block | 10 cudm | 1.333 | 79.00 | 105.31
337 |  | Finished work = 10 cudm.+
337 |  | Add wastage @ 33.3% = 3.33 cudm.
337 |  | Total = 13.33 cudm.
337 | 2216 | Carriage of Stone blocks white & red sand stone & kota stone slab | tonne | 0.031 | 92.24 | 2.86
337 |  | @ 2.30kg/cudm = 13.33x2.30 =
337 |  | 30.659 kg = 0.03065 tonne say 0.031 t.
337 |  | Dressing charges
337 |  | LABOUR
337 | 0125 | Mason (for plain stone work) 2nd class) | day | 0.176 | 679.00 | 119.50
337 | 0102 | Blacksmith 1st class | day | 0.012 | 738.00 | 8.86
337 | 0114 | Beldar | day | 0.088 | 558.00 | 49.10
337 | 0115 | Coolie | day | 0.044 | 558.00 | 24.55
337 | 0100 | Bandhani | day | 0.088 | 617.00 | 54.30
337 |  | Fixing charges
337 |  | LABOUR
337 | 0125 | Mason (for plain stone work) 2nd class) | day | 0.044 | 679.00 | 29.88
337 | 0102 | Blacksmith 1st class | day | 0.006 | 738.00 | 4.43
337 | 0114 | Beldar | day | 0.022 | 558.00 | 12.28
337 | 0115 | Coolie | day | 0.022 | 558.00 | 12.28
337 | 0100 | Bandhani | day | 0.022 | 617.00 | 13.57
337 | 0101 | Bhisti | day | 0.022 | 617.00 | 13.57
337 | 9999 | Scaffolding | L.S. | 2.73 | 2.00 | 5.46
337 | 9999 | Mortar for laying and pointing | L.S. | 8.06 | 2.00 | 16.12
337 | 9999 | Centering and shuttering | L.S. | 13.52 | 2.00 | 27.04
337 | 9999 | Extra for using white cement | L.S. | 8.06 | 2.00 | 16.12
337 |  | Extra labour for lifting of material
337 |  | (above floor two level up to floor
337 |  | five level) (0.01 x 1.5 = 0.015)
338 | 0115 | Coolie | day | 0.015 | 558.00 | 8.37
338 | TOTAL |  |  |  |  | 523.59 | W
338 | Add 1 % Water charges on "W" |  |  |  |  | 5.24
338 | TOTAL |  |  |  |  | 528.83 | X
338 |  | Add GST on "X" (multiplying factor
338 |  | 0.1405) 74.30
338 | TOTAL |  |  |  |  | 603.13 | Y
338 | Add 15% CPOH on "Y" |  |  |  |  | 90.47
338 | TOTAL |  |  |  |  | 693.60 | Z
338 | Add Cess @ 1% on "Z" |  |  |  |  | 6.94
338 | Cost of 10 cudm. |  |  |  |  | 700.53
338 | Cost of 1 cum. |  |  |  |  | 70053.00
338 | Say |  |  |  |  | 70053.00
338 | 7.13.2.2 | White sand stone Details of cost for 10 cudm or 0.01 cum MATERIAL
338 | 1161 | White sand stone block | 10 cudm | 1.333 | 205.00 | 273.27
338 |  | Finished work = 10 cudm.
338 |  | Add wastage @ 33.3% = 3.33 cudm.
338 |  | Total = 13.33 cudm.
338 | 2216 | Carriage of Stone blocks white & red sand stone & kota stone slab | tonne | 0.031 | 92.24 | 2.86
338 |  | @ 2.30kg/cudm = 13.33x2.30 =
338 |  | 30.659 kg = 0.03065 tonne say 0.031 t.
338 |  | Dressing charges
338 |  | LABOUR
338 | 0125 | Mason (for plain stone work) 2nd class) | day | 0.176 | 679.00 | 119.50
338 | 0102 | Blacksmith 1st class | day | 0.012 | 738.00 | 8.86
338 | 0114 | Beldar | day | 0.088 | 558.00 | 49.10
338 | 0115 | Coolie | day | 0.044 | 558.00 | 24.55
338 | 0100 | Bandhani | day | 0.088 | 617.00 | 54.30
338 |  | Fixing charges
338 |  | LABOUR
338 | 0125 | Mason (for plain stone work) 2nd class) | day | 0.044 | 679.00 | 29.88
338 | 0102 | Blacksmith 1st class | day | 0.006 | 738.00 | 4.43
338 | 0114 | Beldar | day | 0.022 | 558.00 | 12.28
338 | 0115 | Coolie | day | 0.022 | 558.00 | 12.28
338 | 0100 | Bandhani | day | 0.022 | 617.00 | 13.57
338 | 0101 | Bhisti | day | 0.022 | 617.00 | 13.57
338 | 9999 | Scaffolding | L.S. | 2.73 | 2.00 | 5.46
338 | 9999 | Mortar for laying and pointing | L.S. | 8.06 | 2.00 | 16.12
338 | 9999 | Centering and shuttering | L.S. | 13.52 | 2.00 | 27.04
338 | 9999 | Extra for using white cement | L.S. | 8.06 | 2.00 | 16.12
338 |  | Extra labour for lifting of material
338 |  | (above floor two level up to floor
338 |  | five level) (0.01 x 1.5 = 0.015)
339 | 0115 | Coolie | day | 0.015 | 558.00 | 8.37
339 | TOTAL |  |  |  |  | 691.55 | W
339 | Add 1 % Water charges on "W" |  |  |  |  | 6.92
339 | TOTAL |  |  |  |  | 698.47 | X
339 |  | Add GST on "X" (multiplying factor
339 |  | 0.1405) 98.13
339 | TOTAL |  |  |  |  | 796.60 | Y
339 | Add 15% CPOH on "Y" |  |  |  |  | 119.49
339 | TOTAL |  |  |  |  | 916.09 | Z
339 | Add Cess @ 1% on "Z" |  |  |  |  | 9.16
339 | Cost of 10 cudm. |  |  |  |  | 925.25
339 | Cost of 1 cum. |  |  |  |  | 92525.00
339 | Say |  |  |  |  | 92525.00
339 | 7.14 | Stone work plain ashlar in domes , in super structure upto floor V level in cement mortar 1:3 (1 cement : 3 coarse sand) including centering, shuttering and pointing with white cement mortar 1:2 (1 white cement : 2 stone dust) with an admixture of pigment matching the stone shade.
339 | 7.14.1 | One face dressed
339 | 7.14.1.1 | Red sand stone Details of cost for 10 cudm or 0.01 cum MATERIAL
339 | 1160 | Red sand stone block | 10 cudm | 1.333 | 79.00 | 105.31
339 |  | Finished work = 10 cudm. Add
339 |  | wastage @ 33.3% = 3.33 cudm.
339 |  | Total = 13.33 cudm.
339 | 2216 | Carriage of Stone blocks white & red sand stone & kota stone slab | tonne | 0.031 | 92.24 | 2.86
339 |  | @ 2.30kg/cudm = 13.33x2.30=
339 |  | 30.659 kg =0.03065 tonne say 0.031 t
339 |  | Dressing charges
339 |  | LABOUR
339 | 0125 | Mason (for plain stone work) 2nd class) | day | 0.176 | 679.00 | 119.50
339 | 0102 | Blacksmith 1st class | day | 0.006 | 738.00 | 4.43
339 | 0126 | Mason (for ornamental stone work) 1st class | day | 0.176 | 738.00 | 129.89
339 | 0114 | Beldar | day | 0.044 | 558.00 | 24.55
339 | 0115 | Coolie | day | 0.022 | 558.00 | 12.28
339 | 0100 | Bandhani | day | 0.044 | 617.00 | 27.15
339 |  | Fixing charges
339 |  | LABOUR
339 | 0125 | Mason (for plain stone work) 2nd class) | day | 0.044 | 679.00 | 29.88
339 | 0102 | Blacksmith 1st class | day | 0.006 | 738.00 | 4.43
339 | 0114 | Beldar | day | 0.022 | 558.00 | 12.28
339 | 0115 | Coolie | day | 0.022 | 558.00 | 12.28
339 | 0100 | Bandhani | day | 0.022 | 617.00 | 13.57
339 | 0101 | Bhisti | day | 0.022 | 617.00 | 13.57
339 | 9999 | Scaffolding | L.S. | 2.73 | 2.00 | 5.46
339 | 9999 | Mortar for laying and pointing | L.S. | 8.06 | 2.00 | 16.12
340 | 9999 | Centring and shuttering | L.S. | 33.15 | 2.00 | 66.30
340 | 9999 | Extra for using white cement | L.S. | 8.06 | 2.00 | 16.12
340 |  | Extra labour for lifting of material
340 |  | up to floor five level (0.01 x 1.5 =
340 |  | 0.015)
340 | 0115 | Coolie | day | 0.015 | 558.00 | 8.37
340 | TOTAL |  |  |  |  | 624.34 W
340 | Add 1 % Water charges on "W" |  |  |  |  | 6.24
340 | TOTAL |  |  |  |  | 630.58 | X
340 |  | Add GST on "X" (multiplying factor
340 |  | 0.1405) 88.60
340 | TOTAL |  |  |  |  | 719.18 | Y
340 | Add 15% CPOH on "Y" |  |  |  |  | 107.88
340 | TOTAL |  |  |  |  | 827.05 | Z
340 | Add Cess @ 1% on "Z" |  |  |  |  | 8.27
340 | Cost of 10 cudm. |  |  |  |  | 835.32
340 | Cost of 1 cum. |  |  |  |  | 83532.00
340 | Say |  |  |  |  | 83532.00
340 | 7.14.1.2 | White sand stone Details of cost for 10 cudm or 0.01 cum MATERIAL
340 | 1161 | White sand stone block | 10 cudm | 1.333 | 205.00 | 273.27
340 |  | Finished work = 10 cudm.+
340 |  | Add wastage @ 33.3% = 3.33 cudm.
340 |  | Total = 13.33 cudm.
340 | 2216 | Carriage of Stone blocks white & red sand stone & kota stone slab | tonne | 0.031 | 92.24 | 2.86
340 |  | @ 2.30kg/cudm = 13.33x2.30=
340 |  | 30.659 kg =0.03065 tonne say 0.031 t
340 |  | Dressing charges
340 |  | LABOUR
340 | 0125 | Mason (for plain stone work) 2nd class) | day | 0.176 | 679.00 | 119.50
340 | 0102 | Blacksmith 1st class | day | 0.006 | 738.00 | 4.43
340 | 0126 | Mason (for ornamental stone work) 1st class | day | 0.176 | 738.00 | 129.89
340 | 0114 | Beldar | day | 0.044 | 558.00 | 24.55
340 | 0115 | Coolie | day | 0.022 | 558.00 | 12.28
340 | 0100 | Bandhani | day | 0.044 | 617.00 | 27.15
340 |  | Fixing charges
340 |  | LABOUR
340 | 0125 | Mason (for plain stone work) 2nd class) | day | 0.044 | 679.00 | 29.88
340 | 0102 | Blacksmith 1st class | day | 0.006 | 738.00 | 4.43
340 | 0114 | Beldar | day | 0.022 | 558.00 | 12.28
340 | 0115 | Coolie | day | 0.022 | 558.00 | 12.28
340 | 0100 | Bandhani | day | 0.022 | 617.00 | 13.57
340 | 0101 | Bhisti | day | 0.022 | 617.00 | 13.57
340 | 9999 | Scaffolding | L.S. | 2.73 | 2.00 | 5.46
340 | 9999 | Mortar for laying and pointing | L.S. | 8.06 | 2.00 | 16.12
341 | 9999 | Centring and shuttering | L.S. | 33.15 | 2.00 | 66.30
341 | 9999 | Extra for using white cement | L.S. | 8.06 | 2.00 | 16.12
341 |  | Extra labour for lifting of material up to
341 |  | floor five level (0.01 x 1.5 = 0.015)
341 | 0115 | Coolie | day | 0.015 | 558.00 | 8.37
341 | TOTAL |  |  |  |  | 792.29 W
341 | Add 1 % Water charges on "W" |  |  |  |  | 7.92
341 | TOTAL |  |  |  |  | 800.22 | X
341 |  | Add GST on "X" (multiplying factor
341 |  | 0.1405) 112.43
341 | TOTAL |  |  |  |  | 912.65 | Y
341 | Add 15% CPOH on "Y" |  |  |  |  | 136.90
341 | TOTAL |  |  |  |  | 1049.55 | Z
341 | Add Cess @ 1% on "Z" |  |  |  |  | 10.50
341 | Cost of 10 cudm. |  |  |  |  | 1060.04
341 | Cost of 1 cum. |  |  |  |  | 106004.00
341 | Say |  |  |  |  | 106004.00
341 | 7.14.2 | Both face dressed
341 | 7.14.2.1 | Red sand stone Details of cost for 10 cudm. MATERIAL
341 | 1160 | Red sand stone block | 10 cudm | 1.333 | 79.00 | 105.31
341 |  | Finished work = 10 cudm.+
341 |  | Add wastage @ 33.3% = 3.33 cudm.
341 |  | Total = 13.33 cudm.
341 | 2216 | Carriage of Stone blocks white & red sand stone & kota stone slab | tonne | 0.031 | 92.24 | 2.86
341 |  | @ 2.30kg/cudm = 13.33x2.30=
341 |  | 30.659 kg =0.03065 tonne say 0.031 t
341 |  | Dressing charges
341 |  | LABOUR
341 | 0125 | Mason (for plain stone work) 2nd class) | day | 0.352 | 679.00 | 239.01
341 | 0102 | Blacksmith 1st class | day | 0.012 | 738.00 | 8.86
341 | 0126 | Mason (for ornamental stone work) 1st class | day | 0.352 | 738.00 | 259.78
341 | 0114 | Beldar | day | 0.088 | 558.00 | 49.10
341 | 0115 | Coolie | day | 0.044 | 558.00 | 24.55
341 | 0100 | Bandhani | day | 0.088 | 617.00 | 54.30
341 |  | Fixing charges
341 |  | LABOUR
341 | 0125 | Mason (for plain stone work) 2nd class) | day | 0.044 | 679.00 | 29.88
341 | 0102 | Blacksmith 1st class | day | 0.006 | 738.00 | 4.43
341 | 0114 | Beldar | day | 0.022 | 558.00 | 12.28
341 | 0115 | Coolie | day | 0.022 | 558.00 | 12.28
341 | 0100 | Bandhani | day | 0.022 | 617.00 | 13.57
341 | 0101 | Bhisti | day | 0.022 | 617.00 | 13.57
341 | 9999 | Scaffolding | L.S. | 2.73 | 2.00 | 5.46
342 | 9999 | Mortar for laying and pointing | L.S. | 8.06 | 2.00 | 16.12
342 | 9999 | Centring and shuttering | L.S. | 33.15 | 2.00 | 66.30
342 | 9999 | Extra for using white cement | L.S. | 8.06 | 2.00 | 16.12
342 |  | Extra labour for lifting of material
342 |  | up to floor five level (0.01 x 1.5 =
342 |  | 0.015)
342 | 0115 | Coolie | day | 0.015 | 558.00 | 8.37
342 | TOTAL |  |  |  |  | 942.13 W
342 | Add 1 % Water charges on "W" |  |  |  |  | 9.42
342 | TOTAL |  |  |  |  | 951.55 | X
342 |  | Add GST on "X" (multiplying factor
342 |  | 0.1405) 133.69
342 | TOTAL |  |  |  |  | 1085.25 | Y
342 | Add 15% CPOH on "Y" |  |  |  |  | 162.79
342 | TOTAL |  |  |  |  | 1248.03 | Z
342 | Add Cess @ 1% on "Z" |  |  |  |  | 12.48
342 | Cost of 10 cudm. |  |  |  |  | 1260.51
342 | Cost of 1 cum. |  |  |  |  | 126051.00
342 | Say |  |  |  |  | 126051.00
342 | 7.14.2.2 | White sand stone Details of cost for 10 cudm or 0.01 cum MATERIAL
342 | 1161 | White sand stone block | 10 cudm | 1.333 | 205.00 | 273.27
342 |  | Finished work = 10 cudm.+
342 |  | Add wastage @ 33.3% = 3.33 cudm.
342 |  | Total = 13.33 cudm.
342 | 2216 | Carriage of Stone blocks white & red sand stone & kota stone slab | tonne | 0.031 | 92.24 | 2.86
342 |  | @ 2.30kg/cudm = 13.33x2.30=
342 |  | 30.659 kg =0.03065 tonne say 0.031 t
342 |  | Dressing charges
342 |  | LABOUR
342 | 0125 | Mason (for plain stone work) 2nd class) | day | 0.352 | 679.00 | 239.01
342 | 0102 | Blacksmith 1st class | day | 0.012 | 738.00 | 8.86
342 | 0126 | Mason (for ornamental stone work) 1st class | day | 0.352 | 738.00 | 259.78
342 | 0114 | Beldar | day | 0.088 | 558.00 | 49.10
342 | 0115 | Coolie | day | 0.044 | 558.00 | 24.55
342 | 0100 | Bandhani | day | 0.088 | 617.00 | 54.30
342 |  | Fixing charges
342 |  | LABOUR
342 | 0125 | Mason (for plain stone work) 2nd class) | day | 0.044 | 679.00 | 29.88
342 | 0102 | Blacksmith 1st class | day | 0.006 | 738.00 | 4.43
342 | 0114 | Beldar | day | 0.022 | 558.00 | 12.28
342 | 0115 | Coolie | day | 0.022 | 558.00 | 12.28
342 | 0100 | Bandhani | day | 0.022 | 617.00 | 13.57
342 | 0101 | Bhisti | day | 0.022 | 617.00 | 13.57
342 | 9999 | Scaffolding | L.S. | 2.73 | 2.00 | 5.46
343 | 9999 | Mortar for laying and pointing | L.S. | 8.06 | 2.00 | 16.12
343 | 9999 | Centring and shuttering | L.S. | 33.15 | 2.00 | 66.30
343 | 9999 | Extra for using white cement | L.S. | 8.06 | 2.00 | 16.12
343 |  | Extra labour for lifting of material
343 |  | up to floor five level (0.01 x 1.5 =
343 |  | 0.015)
343 | 0115 | Coolie | day | 0.015 | 558.00 | 8.37
343 | TOTAL |  |  |  |  | 1110.09 W
343 | Add 1 % Water charges on "W" |  |  |  |  | 11.10
343 | TOTAL |  |  |  |  | 1121.19 | X
343 |  | Add GST on "X" (multiplying factor
343 |  | 0.1405) 157.53
343 | TOTAL |  |  |  |  | 1278.72 | Y
343 | Add 15% CPOH on "Y" |  |  |  |  | 191.81
343 | TOTAL |  |  |  |  | 1470.53 | Z
343 | Add Cess @ 1% on "Z" |  |  |  |  | 14.71
343 | Cost of 10 cudm. |  |  |  |  | 1485.23
343 | Cost of 1 cum. |  |  |  |  | 148523.00
343 | Say |  |  |  |  | 148523.00
343 | 7.15 | Stone work ashlar punched (ordinary) in superstructure upto floor five level in cement mortar 1:6 (1 white cement : 6 coarse sand) including pointing with cement mortar 1:2 (1 white cement : 2 stone dust) with an admixture of pigment matching the stone shade.
343 | 7.15.1 | One face dressed
343 | 7.15.1.1 | Red sand stone Details of cost for 10 cudm or 0.01 cum MATERIAL
343 | 1160 | Red sand stone block | 10 cudm | 1.333 | 79.00 | 105.31
343 |  | Finished work = 10 cudm.+
343 |  | Add wastage @ 33.3% = 3.33 cudm.
343 |  | Total = 13.33 cudm.
343 | 2216 | Carriage of Stone blocks white & red sand stone & kota stone slab | tonne | 0.031 | 92.24 | 2.86
343 |  | @ 2.30kg/cudm = 13.33x2.30=
343 |  | 30.659 tonne = 0.03065kg say 0.031 t
343 |  | Dressing charges
343 |  | LABOUR
343 | 0125 | Mason (for plain stone work) 2nd class) | day | 0.059 | 679.00 | 40.06
343 | 0102 | Blacksmith 1st class | day | 0.006 | 738.00 | 4.43
343 | 0114 | Beldar | day | 0.044 | 558.00 | 24.55
343 | 0115 | Coolie | day | 0.022 | 558.00 | 12.28
343 | 0100 | Bandhani | day | 0.044 | 617.00 | 27.15
343 |  | Fixing charges
343 |  | LABOUR
343 | 0125 | Mason (for plain stone work) 2nd class) | day | 0.044 | 679.00 | 29.88
343 | 0102 | Blacksmith 1st class | day | 0.006 | 738.00 | 4.43
343 | 0114 | Beldar | day | 0.022 | 558.00 | 12.28
344 | 0115 | Coolie | day | 0.022 | 558.00 | 12.28
344 | 0100 | Bandhani | day | 0.022 | 617.00 | 13.57
344 | 0101 | Bhisti | day | 0.022 | 617.00 | 13.57
344 | 9999 | Scaffolding | L.S. | 2.73 | 2.00 | 5.46
344 | 9999 | Mortar for laying and pointing | L.S. | 8.06 | 2.00 | 16.12
344 |  | Extra labour for lifting of materials
344 |  | upto floor V level (0.01x1.50 = 0.015)
344 | 0115 | Coolie | day | 0.015 | 558.00 | 8.37
344 | TOTAL |  |  |  |  | 332.59 W
344 | Add 1 % Water charges on "W" |  |  |  |  | 3.33
344 | TOTAL |  |  |  |  | 335.91 | X
344 |  | Add GST on "X" (multiplying factor
344 |  | 0.1405) 47.20
344 | TOTAL |  |  |  |  | 383.11 | Y
344 | Add 15% CPOH on "Y" |  |  |  |  | 57.47
344 | TOTAL |  |  |  |  | 440.57 | Z
344 | Add Cess @ 1% on "Z" |  |  |  |  | 4.41
344 | Cost of 10 cudm. |  |  |  |  | 444.98
344 | Cost of 1 cum. |  |  |  |  | 44498.00
344 | Say |  |  |  |  | 44498.00
344 | 7.15.1.2 | White sand stone Details of cost for 10 cudm or 0.01 cum MATERIAL
344 | 1161 | White sand stone block | 10 cudm | 1.333 | 205.00 | 273.27
344 |  | Finished work = 10 cudm.+
344 |  | Add wastage @ 33.3% = 3.33 cudm.
344 |  | Total = 13.33 cudm.
344 | 2216 | Carriage of Stone blocks white & red sand stone & kota stone slab | tonne | 0.031 | 92.24 | 2.86
344 |  | @ 2.30kg/cudm = 13.33x2.30 =
344 |  | 30.659 tonne = 0.03065kg say 0.031 t
344 |  | Dressing charges
344 |  | LABOUR
344 | 0125 | Mason (for plain stone work) 2nd class) | day | 0.059 | 679.00 | 40.06
344 | 0102 | Blacksmith 1st class | day | 0.006 | 738.00 | 4.43
344 | 0114 | Beldar | day | 0.044 | 558.00 | 24.55
344 | 0115 | Coolie | day | 0.022 | 558.00 | 12.28
344 | 0100 | Bandhani | day | 0.044 | 617.00 | 27.15
344 |  | Fixing charges
344 |  | LABOUR
344 | 0125 | Mason (for plain stone work) 2nd class) | day | 0.044 | 679.00 | 29.88
344 | 0102 | Blacksmith 1st class | day | 0.006 | 738.00 | 4.43
344 | 0114 | Beldar | day | 0.022 | 558.00 | 12.28
344 | 0115 | Coolie | day | 0.022 | 558.00 | 12.28
344 | 0100 | Bandhani | day | 0.022 | 617.00 | 13.57
344 | 0101 | Bhisti | day | 0.022 | 617.00 | 13.57
344 | 9999 | Scaffolding | L.S. | 2.73 | 2.00 | 5.46
345 | 9999 | Mortar for laying and pointing | L.S. | 8.06 | 2.00 | 16.12
345 |  | Extra labour for lifting of materials
345 |  | upto floor V level (0.01x1.50 =
345 |  | 0.015)
345 | 0115 | Coolie | day | 0.015 | 558.00 | 8.37
345 | TOTAL |  |  |  |  | 500.54 W
345 | Add 1 % Water charges on "W" |  |  |  |  | 5.01
345 | TOTAL |  |  |  |  | 505.55 | X
345 |  | Add GST on "X" (multiplying factor
345 |  | 0.1405) 71.03
345 | TOTAL |  |  |  |  | 576.58 | Y
345 | Add 15% CPOH on "Y" |  |  |  |  | 86.49
345 | TOTAL |  |  |  |  | 663.07 | Z
345 | Add Cess @ 1% on "Z" |  |  |  |  | 6.63
345 | Cost of 10 cudm. |  |  |  |  | 669.70
345 | Cost of 1 cum. |  |  |  |  | 66970.00
345 | Say |  |  |  |  | 66970.00
345 | 7.15.2 | Both faced punched
345 | 7.15.2.1 | Red sand stone Details of cost for 10 cudm or 0.01 cum MATERIAL
345 | 1160 | Red sand stone block | 10 cudm | 1.333 | 79.00 | 105.31
345 |  | Finished work = 10 cudm.
345 |  | Add wastage @ 33.3% = 3.33 cudm.
345 |  | Total = 13.33 cudm
345 | 2216 | Carriage of Stone blocks white & red sand stone & kota stone slab | tonne | 0.031 | 92.24 | 2.86
345 |  | @ 2.30kg/cudm = 13.33x2.30 =
345 |  | 30.659 tonne = 0.03065 kg say 0.031 t.
345 |  | Extra labour for lifting of materials
345 |  | upto floor V level 0.01x1.50 = 0.015
345 | 0115 | Coolie | day | 0.015 | 558.00 | 8.37
345 |  | Dressing charges
345 |  | LABOUR
345 | 0125 | Mason (for plain stone work) 2nd class) | day | 0.118 | 679.00 | 80.12
345 | 0102 | Blacksmith 1st class | day | 0.012 | 738.00 | 8.86
345 | 0114 | Beldar | day | 0.088 | 558.00 | 49.10
345 | 0115 | Coolie | day | 0.044 | 558.00 | 24.55
345 | 0100 | Bandhani | day | 0.088 | 617.00 | 54.30
345 |  | Fixing charges
345 |  | LABOUR
345 | 0125 | Mason (for plain stone work) 2nd class) | day | 0.044 | 679.00 | 29.88
345 | 0102 | Blacksmith 1st class | day | 0.006 | 738.00 | 4.43
345 | 0114 | Beldar | day | 0.022 | 558.00 | 12.28
345 | 0115 | Coolie | day | 0.022 | 558.00 | 12.28
345 | 0100 | Bandhani | day | 0.022 | 617.00 | 13.57
345 | 0101 | Bhisti | day | 0.022 | 617.00 | 13.57
345 | 9999 | Scafolding | L.S. | 2.73 | 2.00 | 5.46
346 | 9999 | Mortar for laying and pointing | L.S. | 8.06 | 2.00 | 16.12
346 | TOTAL |  |  |  |  | 441.05 | W
346 | Add 1 % Water charges on "W" |  |  |  |  | 4.41
346 | TOTAL |  |  |  |  | 445.46 | X
346 |  | Add GST on "X" (multiplying factor
346 |  | 0.1405) 62.59
346 | TOTAL |  |  |  |  | 508.05 | Y
346 | Add 15% CPOH on "Y" |  |  |  |  | 76.21
346 | TOTAL |  |  |  |  | 584.26 | Z
346 | Add Cess @ 1% on "Z" |  |  |  |  | 5.84
346 | Cost of 10 cudm. |  |  |  |  | 590.10
346 | Cost of 1 cum. |  |  |  |  | 59010.00
346 | Say |  |  |  |  | 59010.00
346 | 7.15.2.2 | White sand stone Details of cost for 10 cudm or 0.01 cum MATERIAL
346 | 1161 | White sand stone block | 10 cudm | 1.333 | 205.00 | 273.27
346 |  | Finished work = 10 cudm.
346 |  | Add wastage @ 33.3% = 3.33 cudm.
346 |  | Total = 13.33 cudm.
346 | 2216 | Carriage of Stone blocks white & red sand stone & kota stone slab | tonne | 0.031 | 92.24 | 2.86
346 |  | @ 2.30kg/cudm = 13.33x2.30 =
346 |  | 30.659 tonne = 0.03065 kg say 0.031 t.
346 |  | Extra labour for lifting of material
346 |  | upto floor V level. (0.01 x 1.50 =
346 |  | 0.015)
346 | 0115 | Coolie | day | 0.015 | 558.00 | 8.37
346 |  | Dressing charges
346 |  | LABOUR
346 | 0125 | Mason (for plain stone work) 2nd class) | day | 0.118 | 679.00 | 80.12
346 | 0102 | Blacksmith 1st class | day | 0.012 | 738.00 | 8.86
346 | 0114 | Beldar | day | 0.088 | 558.00 | 49.10
346 | 0115 | Coolie | day | 0.044 | 558.00 | 24.55
346 | 0100 | Bandhani | day | 0.088 | 617.00 | 54.30
346 |  | Fixing charges
346 |  | LABOUR
346 | 0125 | Mason (for plain stone work) 2nd class | day | 0.044 | 679.00 | 29.88
346 | 0102 | Blacksmith 1st class | day | 0.006 | 738.00 | 4.43
346 | 0114 | Beldar | day | 0.022 | 558.00 | 12.28
347 | 0115 | Coolie | day | 0.022 | 558.00 | 12.28
347 | 0100 | Bandhani | day | 0.022 | 617.00 | 13.57
347 | 0101 | Bhisti | day | 0.022 | 617.00 | 13.57
347 | 9999 | Scaffolding | L.S. | 2.73 | 2.00 | 5.46
347 | 9999 | Mortar for laying and pointing | L.S. | 8.06 | 2.00 | 16.12
347 | TOTAL |  |  |  |  | 609.01 | W
347 | Add 1 % Water charges on "W" |  |  |  |  | 6.09
347 | TOTAL |  |  |  |  | 615.10 | X
347 |  | Add GST on "X" (multiplying factor
347 |  | 0.1405) 86.42
347 | TOTAL |  |  |  |  | 701.52 | Y
347 | Add 15% CPOH on "Y" |  |  |  |  | 105.23
347 | TOTAL |  |  |  |  | 806.75 | Z
347 | Add Cess @ 1% on "Z" |  |  |  |  | 8.07
347 | Cost of 10 cudm. |  |  |  |  | 814.82
347 | Cost of 1 cum. |  |  |  |  | 81482.00
347 | Say |  |  |  |  | 81482.00
347 | 7.16 | Extra for stone work, random rubble / coursed rubble masonry / ashlar masonry above floor V level for every four floors or part thereof. Details of cost for 10 cudm or 0.01 cum above floor V level Labour required for lifting of material (above floor five level for each additional four floor or part their of) Extra labour for lifting of materials above floor V level (0.01 x 2.0 = 0.020)
347 | 0114 | Beldar | day | 0.02 | 558.00 | 11.16
347 | TOTAL |  |  |  |  | 11.16 | W
347 | Add 1 % Water charges on "W" |  |  |  |  | 0.11
347 | TOTAL |  |  |  |  | 11.27 | X
347 |  | Add GST on "X" (multiplying factor
347 |  | 0.1405) 1.58
347 | TOTAL |  |  |  |  | 12.86 | Y
347 | Add 15% CPOH on "Y" |  |  |  |  | 1.93
347 | TOTAL |  |  |  |  | 14.78 | Z
347 | Add Cess @ 1% on "Z" |  |  |  |  | 0.15
347 | Cost of 10 cudm. |  |  |  |  | 14.93
347 | Cost of 1 cum. |  |  |  |  | 1493.00
347 | Say |  |  |  |  | 1493.00
348 | 7.17 | Extra for plain ashlar or ashlar punched in :
348 | 7.17.1 | Square or rectangular pillars Details of cost for 10 cudm or 0.01 cum
348 | 9999 | Labour and materials | L.S. | 8.97 | 2.00 | 17.94
348 | TOTAL |  |  |  |  | 17.94 | W
348 | Add 1 % Water charges on "W" |  |  |  |  | 0.18
348 | TOTAL |  |  |  |  | 18.12 | X
348 |  | Add GST on "X" (multiplying factor
348 |  | 0.1405) 2.55
348 | TOTAL |  |  |  |  | 20.67 | Y
348 | Add 15% CPOH on "Y" |  |  |  |  | 3.10
348 | TOTAL |  |  |  |  | 23.76 | Z
348 | Add Cess @ 1% on "Z" |  |  |  |  | 0.24
348 | Cost of 10 cudm. |  |  |  |  | 24.00
348 | Cost of 1 cum. |  |  |  |  | 2400.00
348 | Say |  |  |  |  | 2400.00
348 | 7.18 | Extra for stone work; plain ashlar or ashlar punched curved on plan with a mean radius not exceeding 6 m. Details of cost for 10 cudm or 0.01 cum
348 | 9999 | Labour and materials | L.S. | 6.24 | 2.00 | 12.48
348 | TOTAL |  |  |  |  | 12.48 | W
348 | Add 1 % Water charges on "W" |  |  |  |  | 0.12
348 | TOTAL |  |  |  |  | 12.60 | X
348 |  | Add GST on "X" (multiplying factor
348 |  | 0.1405) 1.77
348 | TOTAL |  |  |  |  | 14.38 | Y
348 | Add 15% CPOH on "Y" |  |  |  |  | 2.16
348 | TOTAL |  |  |  |  | 16.53 | Z
348 | Add Cess @ 1% on "Z" |  |  |  |  | 0.17
348 | Cost of 10 cudm. |  |  |  |  | 16.70
348 | Cost of 1 cum. |  |  |  |  | 1670.00
348 | Say |  |  |  |  | 1670.00
348 | 7.19 | Extra for additional cost of centering for arches exceeding 6m span including all strutting, bolting, wedging etc. and removal (area of soffit to be measured). Details of cost for 33.31 sqm Centering and shuttering for arches and carved surface exceeding 6m in span (an average of 8m) Radius R = 5m 2R-2 = 4+4 tan -¹ (4/3)=53.28°
349 |  | 2x53.28=106°
349 |  | Surface area =2x22/7x5x3.6x106/
349 |  | 360 =33.31sqm.
349 |  | Arc=9.25m
349 |  | MATERIAL
349 |  | Tie-2x8x0.18x0.05 =0.144cum
349 |  | Struts-2x2.5x0.1x0.1 =0.050cum.
349 |  | Struts-2x1.77x0.1x0.1=0.035cum.
349 |  | Ribs-6x1.54x0.23x0.1=0.213cum.
349 |  | Struts-2x1.72x0.1x0.1=0.034cum.
349 |  | Total=0.476cum.
349 |  | For four such frames =0.476x4 =
349 |  | 1.904 cum.
349 |  | laggings-75x3.6x0.125x0.075=
349 |  | 2.531cum.
349 |  | Tie-2x3.6x0.225x0.038=0.062cum.
349 |  | Brace-3x2x2.14x0.225x0.038=0.110
349 |  | Brace-3x4x3.8x0.225x0.038=0.390
349 |  | Sleepers-4x3.6x0.20x0.15=0.432
349 |  | Sleepers-2x4x3.6x0.175x0.075=0.378
349 |  | Vertical post-4x4x3.6x0.15x0.15=
349 | 1.296 | Total = 7.103cum. (Refer item No. 6.11)
349 | 1197 | Second class kail wood in scantling | 10 cudm | 88.79 | 260.00 | 23085.40
349 | 2204 | Carriage of Timber | cum | 0.8879 | 118.59 | 105.30
349 |  | Fittings:
349 |  | 3 way straps 50mmx10mm = 32 Nos.
349 |  | 32 no. @0.50m each = 16m
349 |  | Straps-50mmx10mm = 8 Nos. @0.25m
349 |  | each = 2m
349 |  | Total = 18m
349 |  | 18m, wt @ 3.9kg/m = 70.2 kg. =
349 |  | 0.702q
349 |  | Qty taken l/8th of qty for cost using
349 |  | once =
349 |  | 0.702/8 = 0.08775 Qtl
349 | 1225 | Mild steel flat strap fitting | quintal | 0.0878 | 4120.00 | 361.74
349 |  | Bolts 160 Nos. 254 mm long 16mm
349 |  | dia.- 160x.254xl .58=64.21 kg=0.64q.
349 |  | Qty taken l/8th of qty for cost using
349 |  | once = 0.64/8 = 0.08 Qtl
349 | 1034 | Bolts and nuts upto 300 mm in length | quintal | 0.08 | 4800.00 | 384.00
349 |  | Carriage of steel = 0.1342t
349 |  | Qty taken l/8th of qty for cost using
349 |  | once = 0.1342/8 = 0.01677 t = 0.0168 t
349 | 2302 | Carriage of G.I.sheet and accessories | tonne | 0.0168 | 92.24 | 1.55
349 |  | LABOUR
349 | 0112 | Carpenter 2nd class | day | 28.00 | 679.00 | 19012.00
349 | 0114 | Beldar | day | 24.00 | 558.00 | 13392.00
349 | 9999 | Sundries | L.S. | 134.55 | 2.00 | 269.10
349 |  | Less Cost of shuttering etc. for an
349 |  | arch exceeding 6 m span i.e. for an
349 |  | average of 8 m span
350 | 5.9.9 | Rate as per item no 5.9.9 of
350 | SH : Reinforced cement concrete work | sqm | -33.31 | 1713.20 | -57066.69 | A
350 | TOTAL |  |  |  |  | -455.61 W
350 | Add 1 % Water charges on "W-A" |  |  |  |  | 566.11
350 | TOTAL |  |  |  |  | 110.50 | X
350 |  | Add GST on "X-A" (multiplying factor
350 |  | 0.1405) 8033.40
350 | TOTAL |  |  |  |  | 8143.90 | Y
350 | Add 15% CPOH on "Y-A" |  |  |  |  | 9781.59
350 | TOTAL |  |  |  |  | 17925.48 | Z
350 | Add Cess @ 1% on "Z-A" |  |  |  |  | 749.92
350 | Cost of 33.31sqm. |  |  |  |  | 18675.41
350 |  | Cost per sqm of soffit area 560.65
350 | Say |  |  |  |  | 560.65
350 | 7.20 | Stone work ashlar sunk or moulded or sunk and moulded upto floor five level in cement mortar 1:6 (1 cement : 6 coarse sand) including pointing with white cement mortar 1:2 (1 white cement : 2 stone dust) with an admixture of pigment matching the stone shade :
350 | 7.20.1 | Red sand stone Details of cost for 10 cudm or 0.01 cum MATERIAL Finished work = 10 cudm + Add wastage @ 33.3% = 3.33 cudm. Total = 13.33 cudm.
350 | 1160 | Red sand stone block | 10 cudm | 1.333 | 79.00 | 105.31
350 | 2216 | Carriage of Stone blocks white & red sand stone & kota stone slab | tonne | 0.031 | 92.24 | 2.86
350 |  | @ 2.30kg/cudm = 13.33x2.30 =
350 |  | 30.659 kg = 0.03065 tonne say
350 |  | 0.031 t.
350 | 9999 | Extra for using white cement | L.S. | 8.06 | 2.00 | 16.12
350 |  | Dressing charges
350 |  | LABOUR
350 | 0125 | Mason (for plain stone work) 2nd class) | day | 0.291 | 679.00 | 197.59
350 | 0102 | Blacksmith 1st class | day | 0.006 | 738.00 | 4.43
350 | 0114 | Beldar | day | 0.044 | 558.00 | 24.55
350 | 0115 | Coolie | day | 0.022 | 558.00 | 12.28
350 | 0100 | Bandhani | day | 0.044 | 617.00 | 27.15
350 |  | Fixing charges
350 |  | LABOUR
350 | 0125 | Mason (for plain stone work) 2nd class | day | 0.044 | 679.00 | 29.88
350 | 0102 | Blacksmith 1st class | day | 0.006 | 738.00 | 4.43
350 | 0114 | Beldar | day | 0.022 | 558.00 | 12.28
350 | 0115 | Coolie | day | 0.022 | 558.00 | 12.28
350 | 0100 | Bandhani | day | 0.022 | 617.00 | 13.57
350 | 0101 | Bhisti | day | 0.022 | 617.00 | 13.57
350 | 9999 | Scaffolding | L.S. | 2.73 | 2.00 | 5.46
351 | 9999 | Mortar for laying and pointing | L.S. | 8.06 | 2.00 | 16.12
351 |  | Extra labour for lifting of materials
351 |  | upto floor V level (0.01x1.50=0.015)
351 | 0115 | Coolie | day | 0.015 | 558.00 | 8.37
351 | TOTAL |  |  |  |  | 506.23 W
351 | Add 1 % Water charges on "W" |  |  |  |  | 5.06
351 | TOTAL |  |  |  |  | 511.30 | X
351 |  | Add GST on "X" (multiplying factor
351 |  | 0.1405) 71.84
351 | TOTAL |  |  |  |  | 583.13 | Y
351 | Add 15% CPOH on "Y" |  |  |  |  | 87.47
351 | TOTAL |  |  |  |  | 670.60 | Z
351 | Add Cess @ 1% on "Z" |  |  |  |  | 6.71
351 | Cost of 10 cudm. |  |  |  |  | 677.31
351 | Cost of 1 cum. |  |  |  |  | 67731.00
351 | Say |  |  |  |  | 67731.00
351 | 7.20.2 | White sand stone Details of cost for 10 cudm or 0.01 cum MATERIAL Finished work = 10 cudm.+ Add wastage @ 33.3% = 3.33 cudm. Total = 13.33 cudm.
351 | 1161 | White sand stone block | 10 cudm | 1.333 | 205.00 | 273.27
351 | 2216 | Carriage of Stone blocks white & red sand stone & kota stone slab | tonne | 0.031 | 92.24 | 2.86
351 |  | @ 2.30kg/cudm =
351 |  | 13.33x2.30=30.659 kg = 0.03065
351 |  | tonne say 0.031t.
351 | 9999 | Extra for using white cement | L.S. | 8.06 | 2.00 | 16.12
351 |  | Dressing charges
351 |  | LABOUR
351 | 0125 | Mason (for plain stone work) 2nd class) | day | 0.291 | 679.00 | 197.59
351 | 0102 | Blacksmith 1st class | day | 0.006 | 738.00 | 4.43
351 | 0114 | Beldar | day | 0.044 | 558.00 | 24.55
351 | 0115 | Coolie | day | 0.022 | 558.00 | 12.28
351 | 0100 | Bandhani | day | 0.044 | 617.00 | 27.15
351 |  | Fixing charges
351 |  | LABOUR
351 | 0125 | Mason (for plain stone work) 2nd class) | day | 0.044 | 679.00 | 29.88
351 | 0102 | Blacksmith 1st class | day | 0.006 | 738.00 | 4.43
351 | 0114 | Beldar | day | 0.022 | 558.00 | 12.28
351 | 0115 | Coolie | day | 0.022 | 558.00 | 12.28
351 | 0100 | Bandhani | day | 0.022 | 617.00 | 13.57
351 | 0101 | Bhisti | day | 0.022 | 617.00 | 13.57
351 | 9999 | Scaffolding | L.S. | 2.73 | 2.00 | 5.46
351 | 9999 | Mortar for laying and pointing | L.S. | 8.06 | 2.00 | 16.12
351 |  | Extra labour for lifting of materials
351 |  | upto floor V level (0.01x1.50=0.015)
352 | 0115 | Coolie | day | 0.015 | 558.00 | 8.37
352 | TOTAL |  |  |  |  | 674.19 | W
352 | Add 1 % Water charges on "W" |  |  |  |  | 6.74
352 | TOTAL |  |  |  |  | 680.93 | X
352 |  | Add GST on "X" (multiplying factor
352 |  | 0.1405) 95.67
352 | TOTAL |  |  |  |  | 776.60 | Y
352 | Add 15% CPOH on "Y" |  |  |  |  | 116.49
352 | TOTAL |  |  |  |  | 893.10 | Z
352 | Add Cess @ 1% on "Z" |  |  |  |  | 8.93
352 | Cost of 10 cudm. |  |  |  |  | 902.03
352 | Cost of 1 cum. |  |  |  |  | 90203.00
352 | Say |  |  |  |  | 90203.00
352 | 7.21 | Extra for stone work ashlar sunk or moulded or sunk and moulded or carved in :
352 | 7.21.1 | Triangular or Square or rectangular pillars Details of cost for 10 cudm or 0.01 cum
352 | 9999 | LABOUR | L.S. | 11.70 | 2.00 | 23.40
352 | TOTAL |  |  |  |  | 23.40 W
352 | Add 1 % Water charges on "W" |  |  |  |  | 0.23
352 | TOTAL |  |  |  |  | 23.63 | X
352 |  | Add GST on "X" (multiplying factor
352 |  | 0.1405) 3.32
352 | TOTAL |  |  |  |  | 26.95 | Y
352 | Add 15% CPOH on "Y" |  |  |  |  | 4.04
352 | TOTAL |  |  |  |  | 31.00 | Z
352 | Add Cess @ 1% on "Z" |  |  |  |  | 0.31
352 | Cost of 10 cudm. |  |  |  |  | 31.31
352 | Cost of 1 cum. |  |  |  |  | 3131.00
352 | Say |  |  |  |  | 3131.00
352 | 7.21.2 | Circular or polygonal pillars Details of cost for 10 cudm or 0.01 cum
352 | 9999 | LABOUR | L.S. | 33.15 | 2.00 | 66.30
352 | TOTAL |  |  |  |  | 66.30 W
352 | Add 1 % Water charges on "W" |  |  |  |  | 0.66
352 | TOTAL |  |  |  |  | 66.96 | X
352 |  | Add GST on "X" (multiplying factor
352 |  | 0.1405) 9.41
352 | TOTAL |  |  |  |  | 76.37 | Y
352 | Add 15% CPOH on "Y" |  |  |  |  | 11.46
352 | TOTAL |  |  |  |  | 87.83 | Z
352 | Add Cess @ 1% on "Z" |  |  |  |  | 0.88
352 | Cost of 10 cudm. |  |  |  |  | 88.71
352 | Cost of 1 cum. |  |  |  |  | 8871.00
352 | Say |  |  |  |  | 8871.00
353 | 7.22 | Extra for stone work ashlar sunk or moulded in cornices. Details of cost for a cornice 30cm long, 60cm deep and 15cm projection Extra labour :
353 | 0125 | Mason (for plain stone work) 2nd class) | day | 0.50 | 679.00 | 339.50
353 | 0114 | Beldar | day | 0.75 | 558.00 | 418.50
353 | TOTAL |  |  |  |  | 758.00 W
353 | Add 1 % Water charges on "W" |  |  |  |  | 7.58
353 | TOTAL |  |  |  |  | 765.58 | X
353 |  | Add GST on "X" (multiplying factor
353 |  | 0.1405) 107.56
353 | TOTAL |  |  |  |  | 873.14 | Y
353 | Add 15% CPOH on "Y" |  |  |  |  | 130.97
353 | TOTAL |  |  |  |  | 1004.12 | Z
353 | Add Cess @ 1% on "Z" |  |  |  |  | 10.04
353 |  | Cost of 30cm long 60cm deep and
353 |  | 15cm girth 1014.16
353 |  | Cost of per metre per cm girth
353 |  | (60cm deep) 225.37
353 | Say |  |  |  |  | 225.35
353 | 7.24 | Extra for stone work (veneer work) curved on plan with a mean radius not exceeding 6 m. Details of cost for 10 cudm.
353 | 9999 | Labour and materials | L.S. | 8.97 | 2.00 | 17.94
353 | TOTAL |  |  |  |  | 17.94 | W
353 | Add 1 % Water charges on "W" |  |  |  |  | 0.18
353 | TOTAL |  |  |  |  | 18.12 | X
353 |  | Add GST on "X" (multiplying factor
353 |  | 0.1405) 2.55
353 | TOTAL |  |  |  |  | 20.67 | Y
353 | Add 15% CPOH on "Y" |  |  |  |  | 3.10
353 | TOTAL |  |  |  |  | 23.76 | Z
353 | Add Cess @ 1% on "Z" |  |  |  |  | 0.24
353 | Cost of 10 cudm. |  |  |  |  | 24.00
353 | Cost of 1 cum. |  |  |  |  | 2400.00
353 | Say |  |  |  |  | 2400.00
353 | 7.26 | Providing and fixing stone dowels 10x5x2.50 cm cut to double wedge shape as per design in cement mortar 1:2 (1 cement : 2 coarse sand), including making the necessary chases. Details of cost for one dowel
353 | 9999 | Cost of stone including carriage | L.S. | 9.10 | 2.00 | 18.20
353 | 9999 | Labour for dressing dowel cutting chase and fixing etc. | L.S. | 5.33 | 2.00 | 10.66
353 |  | Cement mortar 1:2 (1 cement :
353 |  | 2 coarse sand)
354 | 3.7 | Rate as per Item Number 3.7 of SH: Mortars | cum | 0.001 | 5345.55 | 5.35
354 | TOTAL |  |  |  |  | 34.21 W
354 | Add 1 % Water charges on "W" |  |  |  |  | 0.34
354 | TOTAL |  |  |  |  | 34.55 | X
354 |  | Add GST on "X" (multiplying factor
354 |  | 0.1405) 4.85
354 | TOTAL |  |  |  |  | 39.40 | Y
354 | Add 15% CPOH on "Y" |  |  |  |  | 5.91
354 | TOTAL |  |  |  |  | 45.31 | Z
354 | Add Cess @ 1% on "Z" |  |  |  |  | 0.45
354 | Cost of each dowel |  |  |  |  | 45.76
354 | Say |  |  |  |  | 45.75
354 | 7.28 | Providing and fixing sloping chajja of stone 40 mm thick and upto 80 cm wide beyond the wall as measured along the slope in cement mortar 1:4 (1 cement : 4 coarse sand) with 12 mm diameter anchoring steel bar, 45 cm long, fixed in each stone and supported on and including with bricks cove in cement mortar 1:4 (1 cement : 4 coarse sand), including pointing in cement mortar 1:2 (1 white cement : 2 stone dust) with an admixture of pigment matching the stone shade :
354 | 7.28.1 | Red sand stone :
354 | 7.28.1.1 | With common burnt clay F.P.S.(non modular) bricks of class designation 7.5 Details of cost for a chajja 2.00 sqm. (finished work) MATERIAL Chisel dressed 80cm sloping length plus 20cm bearing Area = 2.5xl.00= 2.50sqm
354 | 1164 | Red sand stone slab 40 mmthick (un-dressed) | sqm | 2.75 | 200.00 | 550.00
354 | 2216 | Carriage of Stone blocks white & red sand stone & kota stone slab | tonne | 0.253 | 92.24 | 23.34
354 |  | @ 2.3kg/cudm.
354 |  | Labour for dressing:
354 | 0125 | Mason (for plain stone work) 2nd class) | day | 0.50 | 679.00 | 339.50
354 | 1002 | Mild steel round bar 12 mm dia and below | quintal | 0.02 | 4500.00 | 90.00
354 | 9999 | Cutting threads and cost of nuts, washers, etc. | L.S. | 67.34 | 2.00 | 134.68
354 |  | Mortar for pointing 1:2 (1 Cement :
354 |  | 2 Stone dust)
354 | 3.12 | Rate as per Item Number 3.12 of SH: Mortars | cum | 0.009 | 5108.05 | 45.97
354 | 9999 | Pigment | L.S. | 6.24 | 2.00 | 12.48
354 | 9999 | Extra cost of white cement | L.S. | 26.91 | 2.00 | 53.82
354 |  | LABOUR
354 | 0125 | Mason (for plain stone work) 2nd class) | day | 1.00 | 679.00 | 679.00
354 | 0114 | Beldar | day | 1.50 | 558.00 | 837.00
355 | 9999 | Scaffolding and sundries etc. | L.S. | 16.12 | 2.00 | 32.24
355 |  | Brick cover support 4 courses with
355 |  | bricks of class designation 75
355 |  | 4x7+5+5=38cm girth 2.5m length =
355 |  | 38cmx2.5m=95cm
355 | 9999 | Cost of Brick cover support. | L.S. | 104.00 | 2.00 | 208.00
355 |  | Brick work in triangular gap above
355 |  | cover with bricks of class designation
355 |  | 7.5 in
355 |  | cement mortar 1:4
355 |  | 1/2x2.5x0.2x0.07=0.018cum.
355 | 6.4.1 | Rate as per item No 6.4.1 of
355 | SH :- Brick work. | cum | 0.018 | 7809.25 | 140.57 | A
355 | TOTAL |  |  |  |  | 3146.60 W
355 | Add 1 % Water charges on "W-A" |  |  |  |  | 30.06
355 | TOTAL |  |  |  |  | 3176.66 | X
355 |  | Add GST on "X-A" (multiplying factor
355 |  | 0.1405) 426.57
355 | TOTAL |  |  |  |  | 3603.23 | Y
355 | Add 15% CPOH on "Y-A" |  |  |  |  | 519.40
355 | TOTAL |  |  |  |  | 4122.63 | Z
355 | Add Cess @ 1% on "Z-A" |  |  |  |  | 39.82
355 | Cost of 2 sqm. |  |  |  |  | 4162.45
355 | Cost of 1 sqm. |  |  |  |  | 2081.22
355 | Say |  |  |  |  | 2081.20
355 | 7.28.2 | White sand stone :
355 | 7.28.2.1 | With common burnt clay F.P.S.(non modular) bricks of class designation 7.5 Details of cost for a chajja 2.00 sqm. (finished work) MATERIAL Chisel dressed 80cm sloping length plus 20cm bearing Area = 2.5x1.00= 2.50sqm
355 | 1165 | White sand stone slab 40 mm thick (un-dressed) | sqm | 2.75 | 200.00 | 550.00
355 | 2216 | Carriage of Stone blocks white & red sand stone & kota stone slab @ 2.3kg/cudm. | tonne | 0.253 | 92.24 | 23.34
355 |  | Labour for dressing:
355 | 0125 | Mason (for plain stone work) 2nd class) | day | 0.50 | 679.00 | 339.50
355 |  | Labour for dressing:
355 |  | Anchoring steel bars 12mm dia. 45cm
355 |  | long, 5 Nos. @ 0.80kg/m = 0.02q
355 | 1002 | Mild steel round bar 12 mm dia and below | quintal | 0.02 | 4500.00 | 90.00
355 | 9999 | Cutting threads and cost of nuts, washers, etc. | L.S. | 67.34 | 2.00 | 134.68
355 |  | Mortar for pointing 1:2 (1 Cement :
355 |  | 2 Stone dust)
356 | 3.12 | Rate as per Item Number 3.12 of SH: Mortars | cum | 0.009 | 5108.05 | 45.97
356 | 9999 | Pigment | L.S. | 6.24 | 2.00 | 12.48
356 | 9999 | Extra cost of white cement | L.S. | 26.91 | 2.00 | 53.82
356 |  | LABOUR
356 | 0125 | Mason (for plain stone work) 2nd class) | day | 1.00 | 679.00 | 679.00
356 | 0114 | Beldar | day | 1.50 | 558.00 | 837.00
356 | 9999 | Scaffolding and sundries etc. | L.S. | 16.12 | 2.00 | 32.24
356 |  | Brick cover support 4 courses with
356 |  | bricks of class designation 75
356 |  | 4x7+5+5=38cm girth 2.5m length =
356 |  | 38cmx2.5m=95cm
356 | 9999 | Cost for Brick cover support . | L.S. | 104.00 | 2.00 | 208.00
356 |  | Brick work in triangular gap above
356 |  | cover with bricks of class designation
356 |  | 5 in cement mortar 1:4
356 |  | 1/2x2.5x0.2x0.07=0.018cum.
356 | 6.4.1 | Rate as per item No 6.4.1 of
356 | SH :- Brick work. | cum | 0.018 | 7809.25 | 140.57 | A
356 | TOTAL |  |  |  |  | 3146.60 W
356 | Add 1 % Water charges on "W-A" |  |  |  |  | 30.06
356 | TOTAL |  |  |  |  | 3176.66 | X
356 |  | Add GST on "X-A" (multiplying factor
356 |  | 0.1405) 426.57
356 | TOTAL |  |  |  |  | 3603.23 | Y
356 | Add 15% CPOH on "Y-A" |  |  |  |  | 519.40
356 | TOTAL |  |  |  |  | 4122.63 | Z
356 | Add Cess @ 1% on "Z-A" |  |  |  |  | 39.82
356 | Cost of 2 sqm. |  |  |  |  | 4162.45
356 | Cost of 1 sqm. |  |  |  |  | 2081.22
356 | Say |  |  |  |  | 2081.20
356 | 7.29 | Providing and fixing horizontal chajja of stone 40 mm thick and upto 80 cm projection in cement mortar 1:4 (1 cement : 4 coarse sand), including pointing in white cement mortar 1:2 (1 white cement : 2 stone dust) with an admixture of pigment matching the stone shade :
356 | 7.29.1 | Red sand stone Details of cost for (2.5x0.75m) 1.875 sqm. MATERIAL Taking 2.5mx75cm projection + 15cm bearing = 2.5x0.9 = 2.25 sqm.
356 | 1164 | Red sand stone slab 40 mmthick (un-dressed) | sqm | 2.25 | 200.00 | 450.00
356 | 2216 | Carriage of Stone blocks white & red sand stone & kota stone slab @ 2.3kg/cudm. | tonne | 0.227 | 92.24 | 20.94
356 |  | Labour for dressing:
356 | 0125 | Mason (for plain stone work) 2nd class) | day | 0.45 | 679.00 | 305.55
356 | 9999 | Mortar for pointing 1:2 | L.S. | 53.82 | 2.00 | 107.64
357 | 9999 | Pigment | L.S. | 6.24 | 2.00 | 12.48
357 | 9999 | Extra cost of white cement | L.S. | 26.91 | 2.00 | 53.82
357 |  | LABOUR
357 | 0125 | Mason (for plain stone work) 2nd class) | day | 0.60 | 679.00 | 407.40
357 | 0114 | Beldar | day | 0.80 | 558.00 | 446.40
357 | 9999 | Scaffolding and sundries etc. | L.S. | 13.52 | 2.00 | 27.04
357 | TOTAL |  |  |  |  | 1831.27 W
357 | Add 1 % Water charges on "W" |  |  |  |  | 18.31
357 | TOTAL |  |  |  |  | 1849.58 | X
357 |  | Add GST on "X" (multiplying factor
357 |  | 0.1405) 259.87
357 | TOTAL |  |  |  |  | 2109.45 | Y
357 | Add 15% CPOH on "Y" |  |  |  |  | 316.42
357 | TOTAL |  |  |  |  | 2425.86 | Z
357 | Add Cess @ 1% on "Z" |  |  |  |  | 24.26
357 | Cost of 1.875 sqm. |  |  |  |  | 2450.12
357 | Cost of 1 sqm. |  |  |  |  | 1306.73
357 | Say |  |  |  |  | 1306.75
357 | 7.29.2 | White sand stone Details of cost for (2.5x0.75m) 1.875 sqm. MATERIAL Taking 2.5mx75cm projection + 15cm bearing = 2.5x0.9 = 2.25 sqm.
357 | 1165 | White sand stone slab 40 mm thick (un-dressed) | sqm | 2.25 | 200.00 | 450.00
357 | 2216 | Carriage of Stone blocks white & red sand stone & kota stone slab @ 2.3kg/cudm. | tonne | 0.227 | 92.24 | 20.94
357 |  | Labour for dressing:
357 | 0125 | Mason (for plain stone work) 2nd class) | day | 0.45 | 679.00 | 305.55
357 | 9999 | Mortar for pointing 1:2 | L.S. | 53.82 | 2.00 | 107.64
357 | 9999 | Pigment | L.S. | 6.24 | 2.00 | 12.48
357 | 9999 | Extra cost of white cement | L.S. | 26.91 | 2.00 | 53.82
357 |  | LABOUR
357 | 0125 | Mason (for plain stone work) 2nd class) | day | 0.60 | 679.00 | 407.40
357 | 0114 | Beldar | day | 0.80 | 558.00 | 446.40
357 | 9999 | Scaffolding and sundries etc. | L.S. | 13.52 | 2.00 | 27.04
357 | TOTAL |  |  |  |  | 1831.27 W
357 | Add 1 % Water charges on "W" |  |  |  |  | 18.31
357 | TOTAL |  |  |  |  | 1849.58 | X
357 |  | Add GST on "X" (multiplying factor
357 |  | 0.1405) 259.87
357 | TOTAL |  |  |  |  | 2109.45 | Y
357 | Add 15% CPOH on "Y" |  |  |  |  | 316.42
357 | TOTAL |  |  |  |  | 2425.86 | Z
357 | Add Cess @ 1% on "Z" |  |  |  |  | 24.26
357 | Cost of 1.875 sqm. |  |  |  |  | 2450.12
357 | Cost of 1 sqm. |  |  |  |  | 1306.73
357 | Say |  |  |  |  | 1306.75
358 | 7.30 | 30 mm red sand stone sun-shade (chisel-dressed) supported on red sand stone brackets, fixed in walls with cement mortar 1:4 (1 cement : 4 coarse sand), including finishing complete. Detail of cost for window 1.6m length and 0.70m width = 1.12 sqm. MATERIAL over all width 0.70+0.15=0.85 metres Total area = 1.6x0.85=1.36sqm. Red stone brackets (chisel dressed) 30mm average thickness over all width of brackets 0.53+0.23=0.76m 2x0.3x0.76=0.46 Total 1.36+0.46 =1.82sqm.+ Add wastage @10% = 0.18sqm. Total = 2.00 sqm.
358 | 1166 | Red sand stone slab 30 mmthick (un-dressed) | sqm | 2.00 | 200.00 | 400.00
358 | 2216 | Carriage of Stone blocks white & red sand stone & kota stone slab | tonne | 0.14 | 92.24 | 12.91
358 | 9999 | Cement mortar 1 :4 | L.S. | 13.52 | 2.00 | 27.04
358 |  | Labour for dressing and fixing:
358 |  | LABOUR
358 | 0125 | Mason (for plain stone work) 2nd class) | day | 0.86 | 679.00 | 583.94
358 | 0114 | Beldar | day | 0.50 | 558.00 | 279.00
358 | TOTAL |  |  |  |  | 1302.89 W
358 | Add 1 % Water charges on "W" |  |  |  |  | 13.03
358 | TOTAL |  |  |  |  | 1315.92 | X
358 |  | Add GST on "X" (multiplying factor
358 |  | 0.1405) 184.89
358 | TOTAL |  |  |  |  | 1500.81 | Y
358 | Add 15% CPOH on "Y" |  |  |  |  | 225.12
358 | TOTAL |  |  |  |  | 1725.93 | Z
358 | Add Cess @ 1% on "Z" |  |  |  |  | 17.26
358 |  | Cost for 1.12 sqm. 1743.19
358 | Cost of 1 sqm. |  |  |  |  | 1556.42
358 | Say |  |  |  |  | 1556.40
358 | 7.31 | Providing and fixing red sand stone brackets 55x22.5x45 cm sunk and moulded including providing and fixing with 4 Nos gun metal cramp 25x6 mm 30 cm long Details of cost for 1 bracket Quantity of stone for 1 bracket 1 x 55 x 22.5 x 45cm = 0.056cum or 56 cudm. Red sand stone = 56 cudm. Add wastage 10% = 5.6 cudm. Total = 61.6 cudm.
358 | 1160 | Red sand stone block | 10 cudm | 6.16 | 79.00 | 486.64
359 | 2216 | Carriage of Stone blocks white & red sand stone & kota stone slab @ 2.3kg/ cudm. | tonne | 0.14 | 92.24 | 12.91
359 |  | Dressing charges
359 |  | LABOUR
359 | 0125 | Mason (for plain stone work) 2nd class) | day | 1.7926 | 679.00 | 1217.18
359 | 0102 | Blacksmith 1st class | day | 0.037 | 738.00 | 27.31
359 | 0114 | Beldar | day | 0.271 | 558.00 | 151.22
359 | 0115 | Coolie | day | 0.1355 | 558.00 | 75.61
359 | 0100 | Bandhani | day | 0.271 | 617.00 | 167.21
359 | 0373 | Cramp Gun metal 25x6x300 mm | each | 4.00 | 80.00 | 320.00
359 |  | Fixing charges
359 |  | LABOUR
359 | 0125 | Mason (for plain stone work) 2nd class) | day | 0.2464 | 679.00 | 167.31
359 | 0102 | Blacksmith 1st class | day | 0.0336 | 738.00 | 24.80
359 | 0114 | Beldar | day | 0.1232 | 558.00 | 68.75
359 | 0115 | Coolie | day | 0.1232 | 558.00 | 68.75
359 | 0100 | Bandhani | day | 0.1232 | 617.00 | 76.01
359 | 0101 | Bhisti | day | 0.1232 | 617.00 | 76.01
359 | 9999 | Scaffolding | L.S. | 15.29 | 2.00 | 30.58
359 | 9999 | Mortar for laying and pointing | L.S. | 45.14 | 2.00 | 90.28
359 |  | Extra labour for ornamental finish :
359 | 0126 | Mason (for ornamental stone work) 1st class | day | 0.95 | 738.00 | 701.10
359 | TOTAL |  |  |  |  | 3761.65 W
359 | Add 1 % Water charges on "W" |  |  |  |  | 37.62
359 | TOTAL |  |  |  |  | 3799.27 | X
359 |  | Add GST on "X" (multiplying factor
359 |  | 0.1405) 533.80
359 | TOTAL |  |  |  |  | 4333.07 | Y
359 | Add 15% CPOH on "Y" |  |  |  |  | 649.96
359 | TOTAL |  |  |  |  | 4983.02 | Z
359 | Add Cess @ 1% on "Z" |  |  |  |  | 49.83
359 |  | Cost for 1 Bracket 5032.86
359 | Say |  |  |  |  | 5032.85
359 | 7.32 | Stone work, plain in copings, cornices, string courses and plinth courses, upto 75 mm thick in Cement mortar 1:6 (1 cement : 6 coarse sand), including pointing with white cement mortar 1:2 (1 white cement : 2 stone dust) with an admixture of pigment matching the stone shade.
359 | 7.32.1 | Red sand stone Details of cost for cornices (30cm long, 30cm deep and 7.5cm project-iron) = 6.75cudm. MATERIAL Stone work plain ashlar cyclopean 3x3x0.75 = 6.75 cudm
359 | 7.12.1.1 | Rate as per item no 7.12.1.1 of
359 | SH : Stone Work | cum | 0.00675 | 47132.00 | 318.14 | A
359 | 9999 | Extra for using white cement | L.S. | 5.33 | 2.00 | 10.66
359 |  | Extra labour for making the cornices
360 | 0125 | Mason (for plain stone work) 2nd class) | day | 0.07 | 679.00 | 47.53
360 | 0114 | Beldar | day | 0.07 | 558.00 | 39.06
360 | TOTAL |  |  |  |  | 415.39 W
360 | Add 1 % Water charges on "W-A" |  |  |  |  | 0.97
360 | TOTAL |  |  |  |  | 416.36 | X
360 |  | Add GST on "X-A" (multiplying factor
360 |  | 0.1405) 13.80
360 | TOTAL |  |  |  |  | 430.16 | Y
360 | Add 15% CPOH on "Y-A" |  |  |  |  | 16.80
360 | TOTAL |  |  |  |  | 446.97 | Z
360 | Add Cess @ 1% on "Z-A" |  |  |  |  | 1.29
360 | Cost of 6.75 cudm |  |  |  |  | 448.26
360 |  | Cost per cum. 66408.89
360 | Say |  |  |  |  | 66408.90
360 | 7.32.2 | White sand stone Details of cost for cornices (30cm long 30cm deep and 7.5cm project-iron) = 6.75cudm. MATERIAL Stone work plain ashlar cyclopean 3x3x0.75 = 6.75 cudm
360 | 7.12.1.2 | Rate as per item no 7.12.2 of
360 | SH : Stone Work | cum | 0.00675 | 69604.00 | 469.83 | A
360 | 9999 | Extra for using white cement | L.S. | 5.33 | 2.00 | 10.66
360 |  | Extra labour for making the cornices
360 | 0125 | Mason (for plain stone work) 2nd class) | day | 0.07 | 679.00 | 47.53
360 | 0114 | Beldar | day | 0.07 | 558.00 | 39.06
360 | TOTAL |  |  |  |  | 567.08 W
360 | Add 1 % Water charges on "W-A" |  |  |  |  | 0.97
360 | TOTAL |  |  |  |  | 568.05 | X
360 |  | Add GST on "X-A" (multiplying factor
360 |  | 0.1405) 13.80
360 | TOTAL |  |  |  |  | 581.85 | Y
360 | Add 15% CPOH on "Y-A" |  |  |  |  | 16.80
360 | TOTAL |  |  |  |  | 598.65 | Z
360 | Add Cess @ 1% on "Z-A" |  |  |  |  | 1.29
360 | Cost of 6.75 cudm. |  |  |  |  | 599.94
360 |  | Cost per cum. 88880.00
360 | Say |  |  |  |  | 88880.00
360 | 7.33 | Providing and fixing stone jali 40 mm thick throughout in cement mortar 1:3 (1 cement : 3 coarse sand), including pointing in white cement mortar 1:2 (1 white cement : 2 stone dust) with an admixture of pigment, matching the stone shade, jali slab without any chamfers etc.
360 | 7.33.1 | Red sand stone Details of cost for 1 sqm
361 |  | MATERIAL
361 |  | Red sand stone slab 40mm =
361 |  | 1.00 sqm. Add 10% wastage =
361 |  | 0.10 sqm. Total = 1.10 sqm.
361 | 1164 | Red sand stone slab 40 mm thick (un-dressed) | sqm | 1.10 | 200.00 | 220.00
361 | 2216 | Carriage of Stone blocks white & red sand stone & kota stone slab | tonne | 0.101 | 92.24 | 9.32
361 |  | LABOUR
361 |  | For making, dressing and fixing
361 | 0125 | Mason (for plain stone work) 2nd class) | day | 7.62 | 679.00 | 5173.98
361 | 0114 | Beldar | day | 5.07 | 558.00 | 2829.06
361 | 9999 | Mortar and Sundries | L.S. | 80.73 | 2.00 | 161.46
361 | TOTAL |  |  |  |  | 8393.82 | W
361 | Add 1 % Water charges on "W" |  |  |  |  | 83.94
361 | TOTAL |  |  |  |  | 8477.75 | X
361 |  | Add GST on "X" (multiplying factor
361 |  | 0.1405) 1191.12
361 | TOTAL |  |  |  |  | 9668.88 | Y
361 | Add 15% CPOH on "Y" |  |  |  |  | 1450.33
361 | TOTAL |  |  |  |  | 11119.21 | Z
361 | Add Cess @ 1% on "Z" |  |  |  |  | 111.19
361 | Cost of 1 sqm. |  |  |  |  | 11230.40
361 | Say |  |  |  |  | 11230.40
361 | 7.33.2 | White sand stone Details of cost for 1 sqm MATERIAL White sand stone slab 40mm = 1.00 sqm. Add 10% wastage = 0.10 sqm. Total = 1.10 sqm.
361 | 1165 | White sand stone slab 40 mm thick (un-dressed) | sqm | 1.10 | 200.00 | 220.00
361 | 2216 | Carriage of Stone blocks white & red sand stone & kota stone slab | tonne | 0.101 | 92.24 | 9.32
361 |  | LABOUR
361 |  | For making, dressing and fixing
361 | 0125 | Mason (for plain stone work) 2nd class) | day | 7.62 | 679.00 | 5173.98
361 | 0114 | Beldar | day | 5.07 | 558.00 | 2829.06
361 | 9999 | Mortar and Sundries | L.S. | 80.73 | 2.00 | 161.46
361 | TOTAL |  |  |  |  | 8393.82 | W
361 | Add 1 % Water charges on "W" |  |  |  |  | 83.94
361 | TOTAL |  |  |  |  | 8477.75 | X
361 |  | Add GST on "X" (multiplying factor
361 |  | 0.1405) 1191.12
361 | TOTAL |  |  |  |  | 9668.88 | Y
361 | Add 15% CPOH on "Y" |  |  |  |  | 1450.33
361 | TOTAL |  |  |  |  | 11119.21 | Z
361 | Add Cess @ 1% on "Z" |  |  |  |  | 111.19
361 | Cost of 1 sqm. |  |  |  |  | 11230.40
361 | Say |  |  |  |  | 11230.40
362 | 7.34 | Extra for laying stone work in or under water and/or liquid mud including cost of pumping or bailing out water and removing slush etc. complete. NOTE :- The quantity will be calculated by multiplying the depth measured from sub-soil water level up to the centre of gravity of stone work under sub - water with the quantity of stone work in cum executed under the sub-soil water. The depth of centre of gravity shall be reckoned correct to 0.1 m, 0.05 m or more shall be taken as 0.1 m and less than 0.05 m ignored. Details of cost for depth of water 0.30m. Quantity of concrete = 14 cum. pumping hours = 3 hrs. on 0.375day.
362 | 0011 | Hire charges of Pumpset of capacity 4000 litres/hour. | day | 0.375 | 700.00 | 262.50
362 |  | for cleaning slush
362 | 0114 | Beldar | day | 4.00 | 558.00 | 2232.00
362 | TOTAL |  |  |  |  | 2494.50 W
362 | Add 1 % Water charges on "W" |  |  |  |  | 24.95
362 | TOTAL |  |  |  |  | 2519.45 | X
362 |  | Add GST on "X" (multiplying factor
362 |  | 0.1405) 353.98
362 | TOTAL |  |  |  |  | 2873.43 | Y
362 | Add 15% CPOH on "Y" |  |  |  |  | 431.01
362 | TOTAL |  |  |  |  | 3304.44 | Z
362 | Add Cess @ 1% on "Z" |  |  |  |  | 33.04
362 | Cost of 14cum. per 0.30m depth |  |  |  |  | 3337.49
362 | Cost of cum. per m depth |  |  |  |  | 794.64
362 | Say |  |  |  |  | 794.65
362 | 7.35 | Extra for laying stone work in or under foul position. Details of cost for 1 cum. Extra labour due to slow progress-
362 | 0123 | Mason (brick layer) 1st class | day | 0.02 | 738.00 | 14.76
362 | 0124 | Mason (brick layer) 2nd class | day | 0.02 | 679.00 | 13.58
362 | 0114 | Beldar | day | 0.25 | 558.00 | 139.50
362 | 0115 | Coolie | day | 0.15 | 558.00 | 83.70
362 | TOTAL |  |  |  |  | 251.54 W
362 | Add 1 % Water charges on "W" |  |  |  |  | 2.52
362 | TOTAL |  |  |  |  | 254.06 | X
362 |  | Add GST on "X" (multiplying factor
362 |  | 0.1405) 35.69
362 | TOTAL |  |  |  |  | 289.75 | Y
362 | Add 15% CPOH on "Y" |  |  |  |  | 43.46
362 | TOTAL |  |  |  |  | 333.21 | Z
362 | Add Cess @ 1% on "Z" |  |  |  |  | 3.33
362 |  | Cost for 1 cum. 336.54
362 | Say |  |  |  |  | 336.55
363 | 7.38 | Stone tile work for wall lining upto 10 m height with special adhesive over 12 mm thick bed of cement mortar 1:3 (1 cement : 3 coarse sand), including pointing in white cement with an admixture of pigment to match the stone shade.
363 | 7.38.1 | 8mm thick (mirror polished and machine cut edge)
363 | 7.38.1.1 | Granite stone of any colour and shade Details of cost for 10sqm. MATERIAL Granite stone tile = 10.00sqm. Add 2.5% wastage = 0.25sqm. Total =10.25 sqm
363 | 2750 | 8 mm thick granite stone tiles (mirror polished of all shades) | sqm | 10.25 | 700.00 | 7175.00
363 | 9977 | Carriage of granite tiles | L.S. | 40.04 | 2.00 | 80.08
363 |  | Cement mortar 1:3 (1 cement :
363 |  | 3 coarse sand)
363 | 3.8 | Rate as per Item Number 3.8 of SH: Mortars | cum | 0.14 | 4664.55 | 653.04
363 | 0367 | Portland Cement | tonne | 0.033 | 4940.00 | 163.02
363 |  | slurry @ 3.3 kg/sqm
363 | 9999 | Mortar for pointing in white cement | L.S. | 25.74 | 2.00 | 51.48
363 |  | LABOUR
363 |  | Labour for placing and fixing :
363 | 0123 | Mason (brick layer) 1st class | day | 7.70 | 738.00 | 5682.60
363 | 0114 | Beldar | day | 7.70 | 558.00 | 4296.60
363 | 9999 | Granular sand particles mixed with araldite to be pasted on each side to form interlocking arrangement with cement plaster | L.S. | 260.00 | 2.00 | 520.00
363 | 9999 | Sundries | L.S. | 171.60 | 2.00 | 343.20
363 | TOTAL |  |  |  |  | 18965.02 W
363 | Add 1 % Water charges on "W" |  |  |  |  | 189.65
363 | TOTAL |  |  |  |  | 19154.67 | X
363 |  | Add GST on "X" (multiplying factor
363 |  | 0.1405) 2691.23
363 | TOTAL |  |  |  |  | 21845.90 | Y
363 | Add 15% CPOH on "Y" |  |  |  |  | 3276.88
363 | TOTAL |  |  |  |  | 25122.78 | Z
363 | Add Cess @ 1% on "Z" |  |  |  |  | 251.23
363 |  | Cost for 10 sqm. 25374.01
363 | Cost of 1 sqm. |  |  |  |  | 2537.40
363 | Say |  |  |  |  | 2537.40
363 | 7.38.1.2 | Raj Nagar plain white marble/ Udaipur green marble/ Zebra black marble Details of cost for 10sqm. MATERIAL 8mm thick Raj Nagar white stone tile = 10.00sqm.+ Add 2.5% wastage = 0.25sqm. Total = 10.25sqm
363 | 7439 | 8mm thick (mirror polished tiles machine cut edge) Raj Nagar white | sqm | 10.25 | 500.00 | 5125.00
364 | 9977 | Carriage of Raj Nagar white stone tiles | L.S. | 40.04 | 2.00 | 80.08
364 |  | Cement mortar 1:3 (1 cement :
364 |  | 3 coarse sand)
364 | 3.8 | Rate as per Item Number 3.8 of SH: Mortars | cum | 0.14 | 4664.55 | 653.04
364 | 0367 | Portland Cement | tonne | 0.033 | 4940.00 | 163.02
364 |  | slurry @ 3.3 kg/sqm
364 | 9999 | Mortar for pointing in white cement | L.S. | 25.74 | 2.00 | 51.48
364 |  | Labour for placing and fixing :
364 | 0123 | Mason (brick layer) 1st class | day | 7.70 | 738.00 | 5682.60
364 | 0114 | Beldar | day | 7.70 | 558.00 | 4296.60
364 | 9999 | Granular sand particles mixed with araldite to be pasted on each side to form interlocking arrangement with cement plaster | L.S. | 260.00 | 2.00 | 520.00
364 | 9999 | Sundries | L.S. | 171.6 | 2.00 | 343.20
364 | TOTAL |  |  |  |  | 16915.02 W
364 | Add 1 % Water charges on "W" |  |  |  |  | 169.15
364 | TOTAL |  |  |  |  | 17084.17 | X
364 |  | Add GST on "X" (multiplying factor
364 |  | 0.1405) 2400.33
364 | TOTAL |  |  |  |  | 19484.49 | Y
364 | Add 15% CPOH on "Y" |  |  |  |  | 2922.67
364 | TOTAL |  |  |  |  | 22407.17 | Z
364 | Add Cess @ 1% on "Z" |  |  |  |  | 224.07
364 |  | Cost for 10 sqm. 22631.24
364 | Cost of 1 sqm. |  |  |  |  | 2263.12
364 | Say |  |  |  |  | 2263.10

## 08_Cladding_Work
PDF Page | Code / Item No | Description / Specification | Unit | Quantity | Rate (Rs) | Amount (Rs) | Tag / Remarks
366 |  | CLADDING WORK
366 | 357
368 | 8.1 | Marble work gang saw cut (polished and machine cut) of thickness 18 mm for wall lining (veneer work), backing filled with a grout of average 12 mm thick in cement mortar 1:3 (1 cement : 3 coarse sand), including pointing with white cement mortar 1:2 (1 white cement : 2 marble dust) with an admixture of pigment to match the marble shade (To be secured to the backing by means of cramps, which shall be paid for separately).
368 | 8.1.1 | Raj Nagar Plain white marble/ Udaipur green marble/ Zebra black marble.
368 | 8.1.1.1 | Area of slab upto 0.50 sqm Details of cost for 0.50 sqm. MATERIAL Finished work = 0.50sqm. Add for wastage @ 20% = 0.10 sqm. Total = 0.60 sqm.
368 | 7452 | Raj nagar plain white marble (table rubbed and polished) 18 mm thick (slab area upto 0.50 sqm) | sqm | 0.60 | 575.00 | 345.00
368 | 2216 | Carriage of Stone blocks white & red sand stone & kota stone slab | tonne | 0.03 | 92.24 | 2.77
368 |  | Cement mortar 1:3 (1 cement :
368 |  | 3 coarse sand)
368 | 3.8 | Rate as per Item Number 3.8 of SH: Mortars | cum | 0.008 | 4664.55 | 37.32
368 |  | White cement mortar 1:2
368 |  | (1 white cement : 2 marble dust)
368 | 3.15 | Rate as per Item Number 3.15 of SH: Mortars | cum | 0.0012 | 9393.35 | 11.27
368 |  | LABOUR
368 |  | For fixing
368 | 0126 | Mason (for ornamental stone work) 1st class | day | 0.335 | 738.00 | 247.23
368 | 0100 | Bandhani | day | 0.335 | 617.00 | 206.70
368 | 0114 | Beldar | day | 0.335 | 558.00 | 186.93
368 | 0115 | Coolie | day | 0.335 | 558.00 | 186.93
368 | 0101 | Bhisti | day | 0.335 | 617.00 | 206.70
368 | 0128 | Mate | day | 0.165 | 617.00 | 101.81
368 | 0102 | Blacksmith 1st class | day | 0.135 | 738.00 | 99.63
368 | 9999 | Scaffolding | L.S. | 13.39 | 2.00 | 26.78
368 | TOTAL |  |  |  |  | 1659.05 W
368 | Add 1 % Water charges on "W" |  |  |  |  | 16.59
368 | TOTAL |  |  |  |  | 1675.64 | X
368 |  | Add GST on "X" (multiplying factor
368 |  | 0.1405) 235.43
368 | TOTAL |  |  |  |  | 1911.07 | Y
368 | Add 15% CPOH on "Y" |  |  |  |  | 286.66
368 | TOTAL |  |  |  |  | 2197.73 | Z
368 | Add Cess @ 1% on "Z" |  |  |  |  | 21.98
368 |  | Cost for 0.50 sqm. 2219.71
368 |  | Cost for one sqm. 4439.41
368 | Say |  |  |  |  | 4439.40
369 | 8.1.1.2 | Area of slab over 0.50 sqm Details of cost for 1.00 sqm. MATERIAL Finished work = 1.00 sqm. Add for wastage @ 20% = 0.20 sqm. Total = 1.20 sqm.
369 | 7453 | Raj nagar plain white marble (table rubbed and polished) 18 mm thick (slab area more than 0.50 sqm) | sqm | 1.20 | 690.00 | 828.00
369 | 2216 | Carriage of Stone blocks white & red sand stone & kota stone slab | tonne | 0.06 | 92.24 | 5.53
369 |  | Cement mortar 1:3 (1 cement :
369 |  | 3 coarse sand)
369 | 3.8 | Rate as per Item Number 3.8 of SH: Mortars | cum | 0.0144 | 4664.55 | 67.17
369 |  | White cement mortar 1:2
369 |  | (1 white cement : 2 marble dust)
369 | 3.15 | Rate as per Item Number 3.15 of SH: Mortars | cum | 0.0025 | 9393.35 | 23.48
369 |  | LABOUR
369 |  | For fixing
369 | 0126 | Mason (for ornamental stone work) 1st class | day | 0.67 | 738.00 | 494.46
369 | 0100 | Bandhani | day | 0.67 | 617.00 | 413.39
369 | 0114 | Beldar | day | 0.67 | 558.00 | 373.86
369 | 0115 | Coolie | day | 0.67 | 558.00 | 373.86
369 | 0101 | Bhisti | day | 0.67 | 617.00 | 413.39
369 | 0128 | Mate | day | 0.33 | 617.00 | 203.61
369 | 0102 | Blacksmith 1st class | day | 0.27 | 738.00 | 199.26
369 | 9999 | Scaffolding | L.S. | 26.91 | 2.00 | 53.82
369 | TOTAL |  |  |  |  | 3449.84 W
369 | Add 1 % Water charges on "W" |  |  |  |  | 34.50
369 | TOTAL |  |  |  |  | 3484.34 | X
369 |  | Add GST on "X" (multiplying factor
369 |  | 0.1405) 489.55
369 | TOTAL |  |  |  |  | 3973.88 | Y
369 | Add 15% CPOH on "Y" |  |  |  |  | 596.08
369 | TOTAL |  |  |  |  | 4569.97 | Z
369 | Add Cess @ 1% on "Z" |  |  |  |  | 45.70
369 |  | Cost for 1.00 sqm 4615.67
369 |  | Cost for one sqm 4615.67
369 | Say |  |  |  |  | 4615.65
369 | 8.2 | Providing and fixing 18 mm thick gang saw cut, mirror polished, premoulded and prepolished, machine cut for kitchen platforms, vanity counters, window sills, facias and similar locations of required size, approved shade, colour and texture laid over 20 mm thick base cement mortar 1:4 (1 cement : 4 coarse sand), joints treated with white cement, mixed with matching pigment, epoxy touch ups, including rubbing, curing, moulding and polishing to edges to give high gloss finish etc. complete at all levels.
369 | 8.2.1 | Raj Nagar Plain white marble/ Udaipur green marble/ Zebra black marble
370 | 8.2.1.1 | Area of slab upto 0.50 sqm Details of cost for 0.50 sqm. MATERIAL Mirror polished Abu plain white = 0.50 sqm.+Wastage 5% 0.025 sqm. = 0.525 sqm
370 | 7452 | Raj nagar plain white marble (table rubbed and polished) 18 mm thick (slab area upto 0.50 sqm) | sqm | 0.525 | 575.00 | 301.88
370 |  | 20mm thick Cement mortar 1 : 4
370 |  | (1 cement : 4 coarse sand)
370 | 3.9 | Rate as per Item Number 3.9 of SH: Mortars | cum | 0.012 | 4010.35 | 48.12
370 |  | LABOUR
370 | 0123 | Mason (brick layer) 1st class | day | 0.48 | 738.00 | 354.24
370 | 0114 | Beldar | day | 0.20 | 558.00 | 111.60
370 | 0115 | Coolie | day | 0.20 | 558.00 | 111.60
370 | 9999 | Moulding and edge polishing | L.S. | 39.00 | 2.00 | 78.00
370 | 9999 | Sundries apoxy resin & cutting machine etc. | L.S. | 16.25 | 2.00 | 32.50
370 | TOTAL |  |  |  |  | 1037.94 W
370 | Add 1 % Water charges on "W" |  |  |  |  | 10.38
370 | TOTAL |  |  |  |  | 1048.32 | X
370 |  | Add GST on "X" (multiplying factor
370 |  | 0.1405) 147.29
370 | TOTAL |  |  |  |  | 1195.61 | Y
370 | Add 15% CPOH on "Y" |  |  |  |  | 179.34
370 | TOTAL |  |  |  |  | 1374.95 | Z
370 | Add Cess @ 1% on "Z" |  |  |  |  | 13.75
370 |  | Cost for 0.50 sqm. 1388.70
370 |  | Cost for 1.00 sqm 2777.40
370 | Say |  |  |  |  | 2777.40
370 | 8.2.1.2 | Area of slab over 0.50 sqm Details of cost for 1.00 sqm. MATERIAL Mirror polished Abu plain white = 1.00 sqm.+ Wastage 5% (0.05sqm.)= 1.05 sqm
370 | 7453 | Raj nagar plain white marble (table rubbed and polished) 18 mm thick (slab area more than 0.50 sqm) | sqm | 1.05 | 690.00 | 724.50
370 |  | 20mm thick Cement mortar 1 : 4
370 |  | (1 cement : 4 coarse sand)
370 | 3.9 | Rate as per Item Number 3.9 of SH: Mortars | cum | 0.024 | 4010.35 | 96.25
370 |  | LABOUR
370 | 0123 | Mason (brick layer) 1st class | day | 0.72 | 738.00 | 531.36
370 | 0114 | Beldar | day | 0.30 | 558.00 | 167.40
370 | 0115 | Coolie | day | 0.30 | 558.00 | 167.40
370 | 9999 | Moulding and edge polishing | L.S. | 78.00 | 2.00 | 156.00
371 | 9999 | Sundries apoxy resin & cutting machine etc. | L.S. | 32.50 | 2.00 | 65.00
371 | TOTAL |  |  |  |  | 1907.91 W
371 | Add 1 % Water charges on "W" |  |  |  |  | 19.08
371 | TOTAL |  |  |  |  | 1926.99 | X
371 |  | Add GST on "X" (multiplying factor
371 |  | 0.1405) 270.74
371 | TOTAL |  |  |  |  | 2197.73 | Y
371 | Add 15% CPOH on "Y" |  |  |  |  | 329.66
371 | TOTAL |  |  |  |  | 2527.39 | Z
371 | Add Cess @ 1% on "Z" |  |  |  |  | 25.27
371 |  | Cost for 1.00 sqm. 2552.66
371 | Say |  |  |  |  | 2552.65
371 | 8.2.2 | Granite of any colour and shade
371 | 8.2.2.1 | Area of slab upto 0.50 sqm Details of cost for 0.50 sqm. MATERIAL Mirror polished granite= 0.50 sqm.+ Wastage 5% 0.025 sqm.= 0.525 sqm
371 | 7295 | Granite of any colour, 18 mm thick (slab area upto 0.50 sqm) | sqm | 0.525 | 1600.00 | 840.00
371 |  | Cement mortar 1 : 4 (1 cement :
371 |  | 4 coarse sand)
371 | 3.9 | Rate as per Item Number 3.9 of SH: Mortars | cum | 0.012 | 4010.35 | 48.12
371 |  | LABOUR
371 | 0123 | Mason (brick layer) 1st class | day | 0.48 | 738.00 | 354.24
371 | 0114 | Beldar | day | 0.20 | 558.00 | 111.60
371 | 0115 | Coolie | day | 0.20 | 558.00 | 111.60
371 | 9999 | Moulding and edge polishing | L.S. | 39.00 | 2.00 | 78.00
371 | 9999 | Sundries apoxy resin & cutting machine etc. | L.S. | 16.25 | 2.00 | 32.50
371 | TOTAL |  |  |  |  | 1576.06 W
371 | Add 1 % Water charges on "W" |  |  |  |  | 15.76
371 | TOTAL |  |  |  |  | 1591.82 | X
371 |  | Add GST on "X" (multiplying factor
371 |  | 0.1405) 223.65
371 | TOTAL |  |  |  |  | 1815.48 | Y
371 | Add 15% CPOH on "Y" |  |  |  |  | 272.32
371 | TOTAL |  |  |  |  | 2087.80 | Z
371 | Add Cess @ 1% on "Z" |  |  |  |  | 20.88
371 |  | Cost for 0.50 sqm. 2108.68
371 |  | Cost for 1.00 sqm 4217.35
371 | Say |  |  |  |  | 4217.35
372 | 8.2.2.2 | Area of slab over 0.50 sqm Details of cost for 2.00 sqm. MATERIAL Mirror polished granite= 2.00 sqm.+ Wastage 5% 0.10sqm.= 2.10 sqm
372 | 7297 | Granite of any colour, 18 mm thick (slab area above 0.50 sqm) | sqm | 2.10 | 1800.00 | 3780.00
372 |  | Cement mortar 1 : 4 (1 cement :
372 |  | 4 coarse sand)
372 | 3.9 | Rate as per Item Number 3.9 of SH: Mortars | cum | 0.048 | 4010.35 | 192.50
372 |  | LABOUR
372 | 0123 | Mason (brick layer) 1st class | day | 1.44 | 738.00 | 1062.72
372 | 0114 | Beldar | day | 0.60 | 558.00 | 334.80
372 | 0115 | Coolie | day | 0.60 | 558.00 | 334.80
372 | 9999 | Moulding and edge polishing | L.S. | 78.00 | 2.00 | 156.00
372 | 9999 | Sundries apoxy resin & cutting machine etc. | L.S. | 65.00 | 2.00 | 130.00
372 | TOTAL |  |  |  |  | 5990.82 W
372 | Add 1 % Water charges on "W" |  |  |  |  | 59.91
372 | TOTAL |  |  |  |  | 6050.72 | X
372 |  | Add GST on "X" (multiplying factor
372 |  | 0.1405) 850.13
372 | TOTAL |  |  |  |  | 6900.85 | Y
372 | Add 15% CPOH on "Y" |  |  |  |  | 1035.13
372 | TOTAL |  |  |  |  | 7935.98 | Z
372 | Add Cess @ 1% on "Z" |  |  |  |  | 79.36
372 |  | Cost for 2.00 sqm. 8015.34
372 |  | Cost for 1.00 sqm 4007.67
372 | Say |  |  |  |  | 4007.65
372 | 8.3 | Providing edge moulding to 18 mm thick marble stone counters, Vanities etc., including machine polishing to edge to give high gloss finish etc. complete as per design approved by Engineer-in-Charge.
372 | 8.3.1 | Marble work Details of cost for 10.00 m LABOUR
372 | 0019 | Hand Grinder For mirror polish | day | 1.50 | 250.00 | 375.00
372 | 0114 | Beldar | day | 2.00 | 558.00 | 1116.00
372 | 9999 | Sundries Blades & Polished etc. | L.S. | 78.00 | 2.00 | 156.00
372 | TOTAL |  |  |  |  | 1647.00 W
372 | Add 1 % Water charges on "W" |  |  |  |  | 16.47
372 | TOTAL |  |  |  |  | 1663.47 | X
372 |  | Add GST on "X" (multiplying factor
372 |  | 0.1405) 233.72
372 | TOTAL |  |  |  |  | 1897.19 | Y
372 | Add 15% CPOH on "Y" |  |  |  |  | 284.58
372 | TOTAL |  |  |  |  | 2181.77 | Z
372 | Add Cess @ 1% on "Z" |  |  |  |  | 21.82
372 |  | Cost for 10 metre 2203.58
372 |  | Cost per metre 220.36
372 | Say |  |  |  |  | 220.35
373 | 8.3.2 | Granite work Details of cost for 10.00 m LABOUR
373 | 0019 | Hand Grinder For mirror polish | day | 2.50 | 250.00 | 625.00
373 | 0114 | Beldar | day | 3.50 | 558.00 | 1953.00
373 | 9999 | Sundries Blades & Polished etc. | L.S. | 117.00 | 2.00 | 234.00
373 | TOTAL |  |  |  |  | 2812.00 W
373 | Add 1 % Water charges on "W" |  |  |  |  | 28.12
373 | TOTAL |  |  |  |  | 2840.12 | X
373 |  | Add GST on "X" (multiplying factor
373 |  | 0.1405) 399.04
373 | TOTAL |  |  |  |  | 3239.16 | Y
373 | Add 15% CPOH on "Y" |  |  |  |  | 485.87
373 | TOTAL |  |  |  |  | 3725.03 | Z
373 | Add Cess @ 1% on "Z" |  |  |  |  | 37.25
373 |  | Cost for 10 metre 3762.28
373 |  | Cost per metre 376.23
373 | Say |  |  |  |  | 376.25
373 | 8.4 | Extra for fixing marble /granite stone, over and above corresponding basic item, in facia and drops of width upto 150 mm with epoxy resin based adhesive, including cleaning etc. complete. Details of cost for facia 1.5m long and 0.15m wide LABOUR
373 | 0123 | Mason (brick layer) 1st class | day | 0.30 | 738.00 | 221.40
373 | 0115 | Coolie | day | 0.30 | 558.00 | 167.40
373 | 9999 | Scaffolding, expoxy | L.S. | 39.00 | 2.00 | 78.00
373 |  | Cement mortar 1 : 4 (1 cement :
373 |  | 4 coarse sand)
373 |  | 1.5x0.15x0.02 = 0.005cum.
373 | 3.9 | Rate as per Item Number 3.9 of SH: Mortars | cum | 0.005 | 4010.35 | 20.05
373 | TOTAL |  |  |  |  | 486.85 W
373 | Add 1 % Water charges on "W" |  |  |  |  | 4.87
373 | TOTAL |  |  |  |  | 491.72 | X
373 |  | Add GST on "X" (multiplying factor
373 |  | 0.1405) 69.09
373 | TOTAL |  |  |  |  | 560.81 | Y
373 | Add 15% CPOH on "Y" |  |  |  |  | 84.12
373 | TOTAL |  |  |  |  | 644.93 | Z
373 | Add Cess @ 1% on "Z" |  |  |  |  | 6.45
373 |  | Cost for 1.5 metre 651.38
373 |  | Cost per metre 434.25
373 | Say |  |  |  |  | 434.25
374 | 8.5 | Extra for providing opening of required size & shape for wash basin/ kitchen sink in kitchen platform, vanity counter and similar location in marble/ Granite/ stone work, including necessary holes for pillar taps etc. including moulding, rubbing and polishing of cut edges etc. complete. Details of cost for providing an opening of required size and shape LABOUR
374 | 0126 | Mason (for ornamental stone work) 1st class | day | 0.40 | 738.00 | 295.20
374 | 0114 | Beldar | day | 0.40 | 558.00 | 223.20
374 | 9999 | Sundries | L.S. | 15.30 | 2.00 | 30.60
374 | TOTAL |  |  |  |  | 549.00 W
374 | Add 1 % Water charges on "W" |  |  |  |  | 5.49
374 | TOTAL |  |  |  |  | 554.49 | X
374 |  | Add GST on "X" (multiplying factor
374 |  | 0.1405) 77.91
374 | TOTAL |  |  |  |  | 632.40 | Y
374 | Add 15% CPOH on "Y" |  |  |  |  | 94.86
374 | TOTAL |  |  |  |  | 727.26 | Z
374 | Add Cess @ 1% on "Z" |  |  |  |  | 7.27
374 | Cost of each |  |  |  |  | 734.53
374 | Say |  |  |  |  | 734.55
374 | 8.6 | Mirror polishing on marble work/Granite work/stone work where ever required to give high gloss finish complete. Details of cost for 10 sqm. LABOUR
374 | 0013 | Machine for rubbing of floors | day | 1.00 | 300.00 | 300.00
374 | 0114 | Beldar | day | 2.50 | 558.00 | 1395.00
374 | 0101 | Bhisti | day | 1.50 | 617.00 | 925.50
374 | 9999 | Sundries grease, mop grinding stones etc. | L.S. | 65.00 | 2.00 | 130.00
374 | TOTAL |  |  |  |  | 2750.50 W
374 | Add 1 % Water charges on "W" |  |  |  |  | 27.51
374 | TOTAL |  |  |  |  | 2778.01 | X
374 |  | Add GST on "X" (multiplying factor
374 |  | 0.1405) 390.31
374 | TOTAL |  |  |  |  | 3168.31 | Y
374 | Add 15% CPOH on "Y" |  |  |  |  | 475.25
374 | TOTAL |  |  |  |  | 3643.56 | Z
374 | Add Cess @ 1% on "Z" |  |  |  |  | 36.44
374 |  | Cost for 10 sqm. 3680.00
374 |  | Cost per sqm. 368.00
374 | Say |  |  |  |  | 368.00
375 | 8.7 | Providing and fixing cramps of required size & shape in RCC/ CC / Brick masonry backing with cement mortar 1:2 ( 1 cement :2 coarse sand), including drilling necessary hole in stones and embedding the cramp in the hole (fastener to be paid separately).
375 | 8.7.1 | Gunmetal cramps Details of cost for 1.03kg MATERIAL Gun metal cramp 10 x 0.064 x 0.025 x 0.006 = 9.6 x 10 -5 10 x 0.025 x 0.025 x 0.006 = 3.7 x 10 -5 = 13.3 x 10-5 less hole 10 x 0.024 x 0.010 x 0.006 = 1.4 x 10-5 = 11.9 x 10-5 x 8640 = 1.03 kg Add wastage @ 5% = 0.051kg. Total = 1.08 kg.
375 | 7338 | Gun metal cramp | kilogram | 1.08 | 315.00 | 340.20
375 | 9977 | Carriage | L.S. | 3.90 | 2.00 | 7.80
375 |  | Cement mortar 1:2 (1 cement :
375 |  | 2 coarse sand)
375 | 3.7 | Rate as per Item Number 3.7 of SH: Mortars | cum | 0.001 | 5345.55 | 5.35
375 | 9999 | Labour for fixing in position | L.S. | 65.00 | 2.00 | 130.00
375 | TOTAL |  |  |  |  | 483.35 W
375 | Add 1 % Water charges on "W" |  |  |  |  | 4.83
375 | TOTAL |  |  |  |  | 488.18 | X
375 |  | Add GST on "X" (multiplying factor
375 |  | 0.1405) 68.59
375 | TOTAL |  |  |  |  | 556.77 | Y
375 | Add 15% CPOH on "Y" |  |  |  |  | 83.52
375 | TOTAL |  |  |  |  | 640.28 | Z
375 | Add Cess @ 1% on "Z" |  |  |  |  | 6.40
375 |  | Cost for 1.03 kg. 646.69
375 |  | Cost per kg 627.85
375 | Say |  |  |  |  | 627.85
375 | 8.7.2 | Stainless steel cramps Details of cost for 0.934 kg MATERIAL Stainless steel cramp 10 x 0.064 x 0.025 x 0.006 = 9.6 x 10 -5 10 x 0.025 x 0.025 x 0.006 = 3.7 x 10 -5 = 13.3 x 10-5 less hole 10 x 0.024 x 0.010 x 0.006 = 1.4 x 10-5 = 11.9 x 10-5 x 7850 = 0.934 kg Add wastage @ 5% = 0.047kg. Total = 0.981 kg.
376 | 7339 | Stainless steel cramp | kilogram | 0.981 | 290.00 | 284.49
376 | 9977 | Carriage | L.S. | 3.90 | 2.00 | 7.80
376 |  | Cement mortar 1:2 (1 cement :
376 |  | 2 coarse sand)
376 | 3.7 | Rate as per Item Number 3.7 of SH: Mortars | cum | 0.001 | 5345.55 | 5.35
376 | 9999 | Labour for fixing in position | L.S. | 65.00 | 2.00 | 130.00
376 | TOTAL |  |  |  |  | 427.64 W
376 | Add 1 % Water charges on "W" |  |  |  |  | 4.28
376 | TOTAL |  |  |  |  | 431.91 | X
376 |  | Add GST on "X" (multiplying factor
376 |  | 0.1405) 60.68
376 | TOTAL |  |  |  |  | 492.60 | Y
376 | Add 15% CPOH on "Y" |  |  |  |  | 73.89
376 | TOTAL |  |  |  |  | 566.48 | Z
376 | Add Cess @ 1% on "Z" |  |  |  |  | 5.66
376 |  | Cost for 0.934 kg. 572.15
376 |  | Cost per kg 612.58
376 | Say |  |  |  |  | 612.60
376 | 8.8 | Providing and fixing expansion hold fasteners on C.C. /R.C.C./Brick masonry surface backing including drilling necessary holes and the cost of bolt etc complete.
376 | 8.8.1 | Wedge expansion type
376 | 8.8.1.1 | Fastener with threaded dia 6 mm Details of cost for 30nos. W.E.H. fastener MATERIAL
376 | 7430 | Wedge expansion hold fastner 1/4" or 6 mm, | each | 30.00 | 11.00 | 330.00
376 |  | 36.5mm length
376 | 1034 | Bolts and nuts upto 300 mm in length (36.5+10mm) | quintal | 0.0045 | 4800.00 | 21.60
376 |  | LABOUR
376 | 0116 | Fitter (grade 1) | day | 0.25 | 738.00 | 184.50
376 | 0114 | Beldar | day | 0.25 | 558.00 | 139.50
376 | 9999 | Hire and running charges for hand drill machine Sundries, drilling bit scaffolding etc. | L.S. | 32.50 | 2.00 | 65.00
376 | TOTAL |  |  |  |  | 740.60 W
376 | Add 1 % Water charges on "W" |  |  |  |  | 7.41
376 | TOTAL |  |  |  |  | 748.01 | X
376 |  | Add GST on "X" (multiplying factor
376 |  | 0.1405) 105.09
376 | TOTAL |  |  |  |  | 853.10 | Y
376 | Add 15% CPOH on "Y" |  |  |  |  | 127.97
376 | TOTAL |  |  |  |  | 981.07 | Z
376 | Add Cess @ 1% on "Z" |  |  |  |  | 9.81
376 |  | Cost for 30 nos. 990.88
376 | Cost of each |  |  |  |  | 33.03
376 | Say |  |  |  |  | 33.05
377 | 8.8.1.2 | Fastener with threaded dia 10 mm Details of cost for 30nos. W.E.H. fastener MATERIAL
377 | 7431 | Wedge expansion hold fastner 3/8" or 10 mm, | each | 30.00 | 11.00 | 330.00
377 |  | 44.5mm length
377 | 1034 | Bolts and nuts upto 300 mm in length (44.5+10mm) | quintal | 0.006 | 4800.00 | 28.80
377 |  | LABOUR
377 | 0116 | Fitter (grade 1) | day | 0.25 | 738.00 | 184.50
377 | 0114 | Beldar | day | 0.25 | 558.00 | 139.50
377 | 9999 | Hire and running charges for hand drill machine Sundries, drilling bit scaffolding etc. | L.S. | 32.50 | 2.00 | 65.00
377 | TOTAL |  |  |  |  | 747.80 W
377 | Add 1 % Water charges on "W" |  |  |  |  | 7.48
377 | TOTAL |  |  |  |  | 755.28 | X
377 |  | Add GST on "X" (multiplying factor
377 |  | 0.1405) 106.12
377 | TOTAL |  |  |  |  | 861.39 | Y
377 | Add 15% CPOH on "Y" |  |  |  |  | 129.21
377 | TOTAL |  |  |  |  | 990.60 | Z
377 | Add Cess @ 1% on "Z" |  |  |  |  | 9.91
377 |  | Cost for 30 nos. 1000.51
377 | Cost of each |  |  |  |  | 33.35
377 | Say |  |  |  |  | 33.35
377 | 8.8.1.3 | Fastener with threaded dia 12 mm Details of cost for 30nos. W.E.H. fastener MATERIAL
377 | 7432 | Wedge expansion hold fastner 1/2" or 12 mm | each | 30.00 | 27.00 | 810.00
377 |  | 58.7mm length
377 | 1034 | Bolts and nuts upto 300 mm in length | quintal | 0.0075 | 4800.00 | 36.00
377 |  | Length (58.7+10mm) @ 0.05 kg./each
377 |  | LABOUR
377 | 0116 | Fitter (grade 1) | day | 0.25 | 738.00 | 184.50
377 | 0114 | Beldar | day | 0.25 | 558.00 | 139.50
378 | 9999 | Hire and running charges for hand drill machine Sundries, drilling bit scaffolding etc. | L.S. | 32.50 | 2.00 | 65.00
378 | TOTAL |  |  |  |  | 1235.00 W
378 | Add 1 % Water charges on "W" |  |  |  |  | 12.35
378 | TOTAL |  |  |  |  | 1247.35 | X
378 |  | Add GST on "X" (multiplying factor
378 |  | 0.1405) 175.25
378 | TOTAL |  |  |  |  | 1422.60 | Y
378 | Add 15% CPOH on "Y" |  |  |  |  | 213.39
378 | TOTAL |  |  |  |  | 1635.99 | Z
378 | Add Cess @ 1% on "Z" |  |  |  |  | 16.36
378 |  | Cost for 30 nos. 1652.35
378 | Cost of each |  |  |  |  | 55.08
378 | Say |  |  |  |  | 55.10
378 | 8.9 | Stone tile (polished) work for wall lining over 12 mm thick bed of cement mortar 1:3 (1 cement : 3 coarse sand) and cement slurry @ 3.3 kg/sqm including pointing in white cement complete.
378 | 8.9.1 | 8mm thick
378 | 8.9.1.1 | Raj nagar plain white marble/ Udaipur green marble/ Zebra black marble Details of cost for 1 sqm. MATERIAL 8mm thick marble tiles. Qty. = 1.00 sqm. +Add wastage @ 2.5% = 0.025 sqm. Total = 1.025 sqm.
378 | 2751 | 8 mm thick marble tiles (polished) Raj Nagar | sqm | 1.025 | 400.00 | 410.00
378 | 9977 | Carriage of tiles | L.S. | 3.95 | 2.00 | 7.90
378 |  | Cement mortar 1:3 (1 cement :
378 |  | 3 coarse sand)
378 | 3.8 | Rate as per Item Number 3.8 of SH: Mortars | cum | 0.014 | 4664.55 | 65.30
378 | 9999 | Mortar for pointing | L.S. | 25.38 | 2.00 | 50.76
378 | 0367 | Portland Cement | tonne | 0.0033 | 4940.00 | 16.30
378 | 0123 | Mason (brick layer) 1st class | day | 1.00 | 738.00 | 738.00
378 | 0114 | Beldar | day | 1.00 | 558.00 | 558.00
378 | 9999 | Sundries etc. | L.S. | 16.90 | 2.00 | 33.80
378 | TOTAL |  |  |  |  | 1880.07 W
378 | Add 1 % Water charges on "W" |  |  |  |  | 18.80
378 | TOTAL |  |  |  |  | 1898.87 | X
378 |  | Add GST on "X" (multiplying factor
378 |  | 0.1405) 266.79
378 | TOTAL |  |  |  |  | 2165.66 | Y
378 | Add 15% CPOH on "Y" |  |  |  |  | 324.85
378 | TOTAL |  |  |  |  | 2490.51 | Z
378 | Add Cess @ 1% on "Z" |  |  |  |  | 24.91
378 |  | Cost for 1 sqm. 2515.41
378 | Say |  |  |  |  | 2515.40
379 | 8.9.1.2 | Granite of any colour and shade Details of cost for 1 sqm. 8mm thick Granite tiles. Qty. = 1.00 sqm. + Add wastage @ 2.5% = 0.025 sqm. Total = 1.025 sqm.
379 | 2750 | 8 mm thick granite stone tiles (mirror polished of all shades) | sqm | 1.025 | 700.00 | 717.50
379 | 9977 | Carriage of tiles | L.S. | 3.95 | 2.00 | 7.90
379 |  | Cement mortar 1:3 (1 cement :
379 |  | 3 coarse sand)
379 | 3.8 | Rate as per Item Number 3.8 of SH: Mortars | cum | 0.014 | 4664.55 | 65.30
379 | 9999 | Mortar for pointing | L.S. | 25.38 | 2.00 | 50.76
379 | 0367 | Portland Cement | tonne | 0.0033 | 4940.00 | 16.30
379 | 0123 | Mason (brick layer) 1st class | day | 1.00 | 738.00 | 738.00
379 | 0114 | Beldar | day | 1.00 | 558.00 | 558.00
379 | 9999 | Sundries etc. | L.S. | 16.90 | 2.00 | 33.80
379 | TOTAL |  |  |  |  | 2187.57 W
379 | Add 1 % Water charges on "W" |  |  |  |  | 21.88
379 | TOTAL |  |  |  |  | 2209.44 | X
379 |  | Add GST on "X" (multiplying factor
379 |  | 0.1405) 310.43
379 | TOTAL |  |  |  |  | 2519.87 | Y
379 | Add 15% CPOH on "Y" |  |  |  |  | 377.98
379 | TOTAL |  |  |  |  | 2897.85 | Z
379 | Add Cess @ 1% on "Z" |  |  |  |  | 28.98
379 |  | Cost for 1 sqm. 2926.83
379 | Say |  |  |  |  | 2926.85
379 | 8.10 | Providing and fixing stone slab with table rubbed, edges rounded and polished, of size 75x50 cm deep and 1.8 cm thick, fixed in urinal partitions by cutting a chase of appropriate width with chase cutter and embedding the stone in the chase with epoxy grout or with cement concrete 1:2:4 (1 cement : 2 coarse sand : 4 graded stone aggregate 6 mm nominal size) as per direction of Engineer-in- charge and finished smooth.
379 | 8.10.1 | White Agaria Marble Stone Details of cost for one No or 0.375 sqm. MATERIAL Agaria Marble Stone 1 X 0.75 X 0.50 =0.375 sqm+Add wastage 20% = 0.075 sqm. Total = 0.45sqm.
379 | 7244 | Table rubbed polished stone 18 mm thick (75x50cm) Agaria Marble stone - 18 mm thick | sqm | 0.45 | 1620.00 | 729.00
379 | 9999 | Cement concrete 1:2:4 for filling | L.S. | 21.58 | 2.00 | 43.16
379 | 9999 | Labour for fixing, edge rounding and final polishing . | L.S. | 43.16 | 2.00 | 86.32
380 | 9999 | Sundries | L.S. | 21.58 | 2.00 | 43.16
380 | TOTAL |  |  |  |  | 901.64 | W
380 | Add 1 % Water charges on "W" |  |  |  |  | 9.02
380 | TOTAL |  |  |  |  | 910.66 | X
380 |  | Add GST on "X" (multiplying factor
380 |  | 0.1405) 127.95
380 | TOTAL |  |  |  |  | 1038.60 | Y
380 | Add 15% CPOH on "Y" |  |  |  |  | 155.79
380 | TOTAL |  |  |  |  | 1194.39 | Z
380 | Add Cess @ 1% on "Z" |  |  |  |  | 11.94
380 | Cost of 0.375sqm |  |  |  |  | 1206.34
380 | Cost of 1.00 sqm |  |  |  |  | 3216.90
380 | Say |  |  |  |  | 3216.90
380 | 8.10.2 | Granite Stone of approved shade Details of cost for one No or 0.375sqm. MATERIAL Granite Stone 1x0.75x0.50 = 0.375sqm.+Add wastage 20% = 0.075 sqm. Total = 0.45 sqm.
380 | 7245 | Table rubbed polished stone 18mm thick (75x50cm) Granite stone - 18mm thick | sqm | 0.45 | 1620.00 | 729.00
380 | 9999 | Cement concrete 1:2:4 for fixing | L.S. | 21.58 | 2.00 | 43.16
380 | 9999 | Labour for fixing, edge rounding and final polishing . | L.S. | 43.16 | 2.00 | 86.32
380 | 9999 | Sundries | L.S. | 21.58 | 2.00 | 43.16
380 | TOTAL |  |  |  |  | 901.64 W
380 | Add 1 % Water charges on "W" |  |  |  |  | 9.02
380 | TOTAL |  |  |  |  | 910.66 | X
380 |  | Add GST on "X" (multiplying factor
380 |  | 0.1405) 127.95
380 | TOTAL |  |  |  |  | 1038.60 | Y
380 | Add 15% CPOH on "Y" |  |  |  |  | 155.79
380 | TOTAL |  |  |  |  | 1194.39 | Z
380 | Add Cess @ 1% on "Z" |  |  |  |  | 11.94
380 | Cost of 0.375 sqm |  |  |  |  | 1206.34
380 | Cost of 1.00 sqm |  |  |  |  | 3216.90
380 | Say |  |  |  |  | 3216.90
380 | 8.11 | Providing and fixing machine cut, mirror/ eggshell polished , Marble stone work for wall lining (veneer work) including dado, skirting, risers of steps etc., in required design and pattern wherever required, stones of different finished surface texture, on 12 mm (average) thick cement mortar 1:3 (1 cement : 3 coarse sand) laid and jointed with white cement slurry @ 3.3 kg/sqm including pointing with white cement slurry admixed with pigment of matching shade, including rubbing, curing, polishing etc. all complete as per Architectural drawings, and as directed by the Engineer-in-Charge.
381 | 8.11.1 | 18 mm thick Italian Marble stone slab,Perlato, Rosso verona, Fire Red or Dark Emperadore etc. Details of cost for 0.5 sqm MATERIAL Finished work= 0.5 sqm+Add for wastage @ 20%=0.1 sqm. Total 0.60 sqm
381 | 1240 | 18 mm thick Italian Marble stone slab, Perlato (slab area up to 0.5 sqm). | sqm | 0.60 | 3209.00 | 1925.40
381 | 2216 | Carriage of stone slab | tonne | 0.03 | 92.24 | 2.77
381 |  | Cement mortar 1:3 (1 Cement:
381 |  | 3 Coarse sand)
381 | 3.8 | Rate as per Item No.3.8 of SH: MORTARS | cum | 0.008 | 4664.55 | 37.32
381 | 0368 | White Cement Slurry @ 3.3kg/sqm | tonne | 0.00165 | 11200.00 | 18.48
381 | 2209 | Carriage of white Cement | tonne | 0.00165 | 92.24 | 0.15
381 | 9999 | Mortar for pointing in white cement | L.S. | 25.35 | 2.00 | 50.70
381 |  | LABOUR :
381 |  | FOR fixing
381 | 0126 | Mason (for ornamental stone work) 1st class | day | 0.335 | 738.00 | 247.23
381 | 0100 | Bandhani | day | 0.335 | 617.00 | 206.70
381 | 0114 | Beldar | day | 0.335 | 558.00 | 186.93
381 | 0115 | Coolie | day | 0.335 | 558.00 | 186.93
381 | 0101 | Bhisti | day | 0.335 | 617.00 | 206.70
381 | 0128 | Mate | day | 0.165 | 617.00 | 101.81
381 | 0102 | Blacksmith 1st class | day | 0.135 | 738.00 | 99.63
381 | 9999 | Scaffolding | L.S. | 13.39 | 2.00 | 26.78
381 | TOTAL |  |  |  |  | 3297.51 W
381 | Add 1 % Water charges on "W" |  |  |  |  | 32.98
381 | TOTAL |  |  |  |  | 3330.49 | X
381 |  | Add GST on "X" (multiplying factor
381 |  | 0.1405) 467.93
381 | TOTAL |  |  |  |  | 3798.42 | Y
381 | Add 15% CPOH on "Y" |  |  |  |  | 569.76
381 | TOTAL |  |  |  |  | 4368.18 | Z
381 | Add Cess @ 1% on "Z" |  |  |  |  | 43.68
381 | Cost of 0.5 sqm |  |  |  |  | 4411.86
381 | Cost of 1 sqm |  |  |  |  | 8823.73
381 | Say |  |  |  |  | 8823.75
381 | 8.14 | Stone work (machine cut edges) for wall lining etc. (veneer work) upto 10 metre height, backing filled with a grout of average 12 mm thick cement mortar 1:3 (1 cement : 3 coarse sand) including pointing in white cement mortar 1:2 (1 white cement : 2 stone dust) with an admixture of pigment matching the stone shade : (To be secured to the backing and the sides by means of cramps and pins which shall be paid for separately) :
381 | 8.14.1 | Red sand stone - exposed face fine dressed with rough backing.
382 | 8.14.1.1 | 70 mm thick Details of cost for 1 sqm. MATERIAL Finished work = 70 cudm. + Add wastage @ 33.3% = 23.33 cudm. Total = 93.33 cudm.
382 | 1160 | Red sand stone block | 10 cudm | 9.333 | 79.00 | 737.31
382 | 2216 | Carriage of Stone blocks white & red sand stone & kota stone slab | tonne | 0.215 | 92.24 | 19.83
382 |  | @ 2.30kg/cudm
382 | 9999 | Extra for using white cement | L.S. | 26.91 | 2.00 | 53.82
382 |  | Dressing charges
382 |  | LABOUR
382 | 0125 | Mason (for plain stone work) 2nd class) | day | 1.35 | 679.00 | 916.65
382 | 0102 | Blacksmith 1st class | day | 0.032 | 738.00 | 23.62
382 | 0114 | Beldar | day | 0.224 | 558.00 | 124.99
382 | 0115 | Coolie | day | 0.112 | 558.00 | 62.50
382 | 0100 | Bandhani | day | 0.224 | 617.00 | 138.21
382 |  | Fixing charges
382 |  | LABOUR
382 | 0125 | Mason (for plain stone work) 2nd class | day | 0.448 | 679.00 | 304.19
382 | 0100 | Bandhani | day | 0.336 | 617.00 | 207.31
382 | 0114 | Beldar | day | 0.336 | 558.00 | 187.49
382 | 0115 | Coolie | day | 0.336 | 558.00 | 187.49
382 | 0101 | Bhisti | day | 0.336 | 617.00 | 207.31
382 | 1237 | Cutting marble or sand stone slab upto 50 mm thick by mechanical device | metre | 4.00 | 10.00 | 40.00
382 | 9999 | Scaffolding | L.S. | 19.76 | 2.00 | 39.52
382 |  | Mortar for laying and pointing
382 | 3.8 | Rate as per Item Number 3.8 of SH: Mortars | cum | 0.018 | 4664.55 | 83.96
382 | TOTAL |  |  |  |  | 3334.19 W
382 | Add 1 % Water charges on "W" |  |  |  |  | 33.34
382 | TOTAL |  |  |  |  | 3367.54 | X
382 |  | Add GST on "X" (multiplying factor
382 |  | 0.1405) 473.14
382 | TOTAL |  |  |  |  | 3840.68 | Y
382 | Add 15% CPOH on "Y" |  |  |  |  | 576.10
382 | TOTAL |  |  |  |  | 4416.78 | Z
382 | Add Cess @ 1% on "Z" |  |  |  |  | 44.17
382 | Cost of 1 sqm. |  |  |  |  | 4460.94
382 | Say |  |  |  |  | 4460.95
382 | 8.14.1.2 | 60 mm thick Details of cost for 1 sqm. MATERIAL Finished work = 60 cudm+Add wastage @ 33.3% = 20 cudm. Total = 80 cudm.
382 | 1160 | Red sand stone block | 10 cudm | 8.00 | 79.00 | 632.00
383 | 2216 | Carriage of Stone blocks white & red sand stone & kota stone slab | tonne | 0.184 | 92.24 | 16.97
383 |  | @ 2.30kg/cudm
383 | 9999 | Extra for using white cement | L.S. | 26.91 | 2.00 | 53.82
383 |  | Dressing charges
383 |  | LABOUR
383 | 0125 | Mason (for plain stone work) 2nd class | day | 1.35 | 679.00 | 916.65
383 | 0102 | Blacksmith 1st class | day | 0.032 | 738.00 | 23.62
383 | 0114 | Beldar | day | 0.224 | 558.00 | 124.99
383 | 0115 | Coolie | day | 0.112 | 558.00 | 62.50
383 | 0100 | Bandhani | day | 0.224 | 617.00 | 138.21
383 |  | Fixing charges
383 |  | LABOUR
383 | 0125 | Mason (for plain stone work) 2nd class | day | 0.448 | 679.00 | 304.19
383 | 0100 | Bandhani | day | 0.336 | 617.00 | 207.31
383 | 0114 | Beldar | day | 0.336 | 558.00 | 187.49
383 | 0115 | Coolie | day | 0.336 | 558.00 | 187.49
383 | 0101 | Bhisti | day | 0.336 | 617.00 | 207.31
383 | 1237 | Cutting marble or sand stone slab upto 50 mm thick by mechanical device | metre | 4.00 | 10.00 | 40.00
383 | 9999 | Scaffolding | L.S. | 19.76 | 2.00 | 39.52
383 |  | Mortar for laying and pointing
383 | 3.8 | Rate as per Item Number 3.8 of SH: Mortars | cum | 0.018 | 4664.55 | 83.96
383 | TOTAL |  |  |  |  | 3226.03 W
383 | Add 1 % Water charges on "W" |  |  |  |  | 32.26
383 | TOTAL |  |  |  |  | 3258.29 | X
383 |  | Add GST on "X" (multiplying factor
383 |  | 0.1405) 457.79
383 | TOTAL |  |  |  |  | 3716.08 | Y
383 | Add 15% CPOH on "Y" |  |  |  |  | 557.41
383 | TOTAL |  |  |  |  | 4273.49 | Z
383 | Add Cess @ 1% on "Z" |  |  |  |  | 42.73
383 | Cost of 1 sqm. |  |  |  |  | 4316.22
383 | Say |  |  |  |  | 4316.20
383 | 8.14.1.3 | 50 mm thick Details of cost for 1 sqm. MATERIAL Finished work = 50 cudm+Add wastage @ 33.3% = 16.7 cudm. Total = 66.7 cudm.
383 | 1160 | Red sand stone block | 10 cudm | 6.67 | 79.00 | 526.93
383 | 2216 | Carriage of Stone blocks white & red sand stone & kota stone slab | tonne | 0.153 | 92.24 | 14.11
383 |  | @ 2.30kg/cudm
383 | 9999 | Extra for using white cement | L.S. | 26.91 | 2.00 | 53.82
383 |  | Dressing charges
383 |  | LABOUR
383 | 0125 | Mason (for plain stone work) 2nd class | day | 1.35 | 679.00 | 916.65
384 | 0102 | Blacksmith 1st class | day | 0.032 | 738.00 | 23.62
384 | 0114 | Beldar | day | 0.224 | 558.00 | 124.99
384 | 0115 | Coolie | day | 0.112 | 558.00 | 62.50
384 | 0100 | Bandhani | day | 0.224 | 617.00 | 138.21
384 |  | Fixing charges
384 |  | LABOUR
384 | 0125 | Mason (for plain stone work) 2nd class) | day | 0.448 | 679.00 | 304.19
384 | 0100 | Bandhani | day | 0.336 | 617.00 | 207.31
384 | 0114 | Beldar | day | 0.336 | 558.00 | 187.49
384 | 0115 | Coolie | day | 0.336 | 558.00 | 187.49
384 | 0101 | Bhisti | day | 0.336 | 617.00 | 207.31
384 | 1237 | Cutting marble or sand stone slab upto 50 mm thick by mechanical device | metre | 4.00 | 10.00 | 40.00
384 | 9999 | Scaffolding | L.S. | 19.76 | 2.00 | 39.52
384 |  | Mortar for laying and pointing
384 | 3.8 | Rate as per Item Number 3.8 of SH: Mortars | cum | 0.018 | 4664.55 | 83.96
384 | TOTAL |  |  |  |  | 3118.10 W
384 | Add 1 % Water charges on "W" |  |  |  |  | 31.18
384 | TOTAL |  |  |  |  | 3149.28 | X
384 |  | Add GST on "X" (multiplying factor
384 |  | 0.1405) 442.47
384 | TOTAL |  |  |  |  | 3591.75 | Y
384 | Add 15% CPOH on "Y" |  |  |  |  | 538.76
384 | TOTAL |  |  |  |  | 4130.52 | Z
384 | Add Cess @ 1% on "Z" |  |  |  |  | 41.31
384 | Cost of 1 sqm. |  |  |  |  | 4171.82
384 | Say |  |  |  |  | 4171.80
384 | 8.14.1.4 | 40 mm thick Details of cost for 1 sqm. MATERIAL Finished work = 40 cudm+Add wastage @ 33.3% = 13.33 cudm. Total = 53.33 cudm.
384 | 1160 | Red sand stone block | 10 cudm | 5.333 | 79.00 | 421.31
384 | 2216 | Carriage of Stone blocks white & red sand stone & kota stone slab | tonne | 0.123 | 92.24 | 11.35
384 |  | @ 2.30kg/cudm
384 | 9999 | Extra for using white cement | L.S. | 26.91 | 2.00 | 53.82
384 |  | Dressing charges
384 |  | LABOUR
384 | 0125 | Mason (for plain stone work) 2nd class) | day | 1.35 | 679.00 | 916.65
384 | 0102 | Blacksmith 1st class | day | 0.032 | 738.00 | 23.62
384 | 0114 | Beldar | day | 0.224 | 558.00 | 124.99
384 | 0115 | Coolie | day | 0.112 | 558.00 | 62.50
384 | 0100 | Bandhani | day | 0.224 | 617.00 | 138.21
384 |  | Fixing charges
385 |  | LABOUR
385 | 0125 | Mason (for plain stone work) 2nd class) | day | 0.448 | 679.00 | 304.19
385 | 0100 | Bandhani | day | 0.336 | 617.00 | 207.31
385 | 0114 | Beldar | day | 0.336 | 558.00 | 187.49
385 | 0115 | Coolie | day | 0.336 | 558.00 | 187.49
385 | 0101 | Bhisti | day | 0.336 | 617.00 | 207.31
385 | 1237 | Cutting marble or sand stone slab upto 50 mm thick by mechanical device | metre | 4.00 | 10.00 | 40.00
385 | 9999 | Scaffolding | L.S. | 19.76 | 2.00 | 39.52
385 |  | Mortar for laying and pointing
385 | 3.8 | Rate as per Item Number 3.8 of SH: Mortars | cum | 0.018 | 4664.55 | 83.96
385 | TOTAL |  |  |  |  | 3009.71 W
385 | Add 1 % Water charges on "W" |  |  |  |  | 30.10
385 | TOTAL |  |  |  |  | 3039.81 | X
385 |  | Add GST on "X" (multiplying factor
385 |  | 0.1405) 427.09
385 | TOTAL |  |  |  |  | 3466.90 | Y
385 | Add 15% CPOH on "Y" |  |  |  |  | 520.03
385 | TOTAL |  |  |  |  | 3986.93 | Z
385 | Add Cess @ 1% on "Z" |  |  |  |  | 39.87
385 | Cost of 1 sqm. |  |  |  |  | 4026.80
385 | Say |  |  |  |  | 4026.80
385 | 8.14.1.5 | 30 mm thick Details of cost for 1 sqm. MATERIAL Finished work = 30 cudm+Add wastage @ 33.3% = 9.99cudm. Total = 39.99 cudm.
385 | 1160 | Red sand stone block | 10 cudm | 3.999 | 79.00 | 315.92
385 | 2216 | Carriage of Stone blocks white & red sand stone & kota stone slab | tonne | 0.092 | 92.24 | 8.49
385 |  | @ 2.30kg/cudm
385 | 9999 | Extra for using white cement | L.S. | 26.91 | 2.00 | 53.82
385 |  | Dressing charges
385 |  | LABOUR
385 | 0125 | Mason (for plain stone work) 2nd class) | day | 1.35 | 679.00 | 916.65
385 | 0102 | Blacksmith 1st class | day | 0.032 | 738.00 | 23.62
385 | 0114 | Beldar | day | 0.224 | 558.00 | 124.99
385 | 0115 | Coolie | day | 0.112 | 558.00 | 62.50
385 | 0100 | Bandhani | day | 0.224 | 617.00 | 138.21
385 |  | Fixing charges
385 |  | LABOUR
385 | 0125 | Mason (for plain stone work) 2nd class) | day | 0.448 | 679.00 | 304.19
385 | 0100 | Bandhani | day | 0.336 | 617.00 | 207.31
385 | 0114 | Beldar | day | 0.336 | 558.00 | 187.49
385 | 0115 | Coolie | day | 0.336 | 558.00 | 187.49
385 | 0101 | Bhisti | day | 0.336 | 617.00 | 207.31
386 | 1237 | Cutting marble or sand stone slab upto 50 mm thick by mechanical device | metre | 4.00 | 10.00 | 40.00
386 | 9999 | Scaffolding | L.S. | 19.76 | 2.00 | 39.52
386 |  | Mortar for laying and pointing
386 | 3.8 | Rate as per Item Number 3.8 of SH: Mortars | cum | 0.018 | 4664.55 | 83.96
386 | TOTAL |  |  |  |  | 2901.46 W
386 | Add 1 % Water charges on "W" |  |  |  |  | 29.01
386 | TOTAL |  |  |  |  | 2930.48 | X
386 |  | Add GST on "X" (multiplying factor
386 |  | 0.1405) 411.73
386 | TOTAL |  |  |  |  | 3342.21 | Y
386 | Add 15% CPOH on "Y" |  |  |  |  | 501.33
386 | TOTAL |  |  |  |  | 3843.54 | Z
386 | Add Cess @ 1% on "Z" |  |  |  |  | 38.44
386 | Cost of 1 sqm. |  |  |  |  | 3881.98
386 | Say |  |  |  |  | 3882.00
386 | 8.14.2 | Red sand stone - Exposed face machine cut and table rubbed with rough backing.
386 | 8.14.2.1 | 70 mm thick Details of cost for 1 sqm. MATERIAL Finished work = 70 cudm+Add wastage @ 33.3% = 23.33 cudm. Total = 93.33 cudm.
386 | 1160 | Red sand stone block | 10 cudm | 9.333 | 79.00 | 737.31
386 | 2216 | Carriage of Stone blocks white & red sand stone & kota stone slab | tonne | 0.215 | 92.24 | 19.83
386 |  | @ 2.30kg/cudm
386 | 9999 | Extra for using white cement | L.S. | 26.91 | 2.00 | 53.82
386 |  | Dressing charges
386 |  | LABOUR
386 | 0125 | Mason (for plain stone work) 2nd class) | day | 2.70 | 679.00 | 1833.30
386 | 0102 | Blacksmith 1st class | day | 0.064 | 738.00 | 47.23
386 | 0114 | Beldar | day | 0.448 | 558.00 | 249.98
386 | 0115 | Coolie | day | 0.224 | 558.00 | 124.99
386 | 0100 | Bandhani | day | 0.448 | 617.00 | 276.42
386 |  | Fixing charges
386 |  | LABOUR
386 | 0125 | Mason (for plain stone work) 2nd class) | day | 0.448 | 679.00 | 304.19
386 | 0100 | Bandhani | day | 0.336 | 617.00 | 207.31
386 | 0114 | Beldar | day | 0.336 | 558.00 | 187.49
386 | 0115 | Coolie | day | 0.336 | 558.00 | 187.49
386 | 0101 | Bhisti | day | 0.336 | 617.00 | 207.31
386 | 1237 | Cutting marble or sand stone slab upto 50 mm thick by mechanical device | metre | 4.00 | 10.00 | 40.00
386 | 9999 | Scaffolding | L.S. | 19.76 | 2.00 | 39.52
386 |  | Mortar for laying and pointing
387 | 3.8 | Rate as per Item Number 3.8 of SH: Mortars | cum | 0.018 | 4664.55 | 83.96
387 | TOTAL |  |  |  |  | 4600.16 W
387 | Add 1 % Water charges on "W" |  |  |  |  | 46.00
387 | TOTAL |  |  |  |  | 4646.16 | X
387 |  | Add GST on "X" (multiplying factor
387 |  | 0.1405) 652.79
387 | TOTAL |  |  |  |  | 5298.94 | Y
387 | Add 15% CPOH on "Y" |  |  |  |  | 794.84
387 | TOTAL |  |  |  |  | 6093.78 | Z
387 | Add Cess @ 1% on "Z" |  |  |  |  | 60.94
387 | Cost of 1 sqm. |  |  |  |  | 6154.72
387 | Say |  |  |  |  | 6154.70
387 | 8.14.2.2 | 60 mm thick Details of cost for 1 sqm. MATERIAL Finished work = 60 cudm+Add wastage @ 33.3% = 20 cudm. Total = 80 cudm.
387 | 1160 | Red sand stone block | 10 cudm | 8.00 | 79.00 | 632.00
387 | 2216 | Carriage of Stone blocks white & red sand stone & kota stone slab | tonne | 0.184 | 92.24 | 16.97
387 |  | @ 2.30kg/cudm
387 | 9999 | Extra for using white cement | L.S. | 26.91 | 2.00 | 53.82
387 |  | Dressing charges
387 |  | LABOUR
387 | 0125 | Mason (for plain stone work) 2nd class) | day | 2.70 | 679.00 | 1833.30
387 | 0102 | Blacksmith 1st class | day | 0.064 | 738.00 | 47.23
387 | 0114 | Beldar | day | 0.448 | 558.00 | 249.98
387 | 0115 | Coolie | day | 0.224 | 558.00 | 124.99
387 | 0100 | Bandhani | day | 0.448 | 617.00 | 276.42
387 |  | Fixing charges
387 |  | LABOUR
387 | 0125 | Mason (for plain stone work) 2nd class) | day | 0.448 | 679.00 | 304.19
387 | 0100 | Bandhani | day | 0.336 | 617.00 | 207.31
387 | 0114 | Beldar | day | 0.336 | 558.00 | 187.49
387 | 0115 | Coolie | day | 0.336 | 558.00 | 187.49
387 | 0101 | Bhisti | day | 0.336 | 617.00 | 207.31
387 | 1237 | Cutting marble or sand stone slab upto 50 mm thick by mechanical device | metre | 4.00 | 10.00 | 40.00
387 | 9999 | Scaffolding | L.S. | 19.76 | 2.00 | 39.52
387 |  | Mortar for laying and pointing
388 | 3.8 | Rate as per Item Number 3.8 of SH: Mortars | cum | 0.018 | 4664.55 | 83.96
388 | TOTAL |  |  |  |  | 4491.99 W
388 | Add 1 % Water charges on "W" |  |  |  |  | 44.92
388 | TOTAL |  |  |  |  | 4536.91 | X
388 |  | Add GST on "X" (multiplying factor
388 |  | 0.1405) 637.44
388 | TOTAL |  |  |  |  | 5174.35 | Y
388 | Add 15% CPOH on "Y" |  |  |  |  | 776.15
388 | TOTAL |  |  |  |  | 5950.50 | Z
388 | Add Cess @ 1% on "Z" |  |  |  |  | 59.50
388 | Cost of 1 sqm. |  |  |  |  | 6010.00
388 | Say |  |  |  |  | 6010.00
388 | 8.14.2.3 | 50 mm thick Details of cost for 1 sqm. MATERIAL Finished work = 50 cudm+Add wastage @ 33.3% = 16.7 cudm. Total = 66.7 cudm.
388 | 1160 | Red sand stone block | 10 cudm | 6.67 | 79.00 | 526.93
388 | 2216 | Carriage of Stone blocks white & red sand stone & kota stone slab | tonne | 0.153 | 92.24 | 14.11
388 |  | @ 2.30kg/cudm
388 | 9999 | Extra for using white cement | L.S. | 26.91 | 2.00 | 53.82
388 |  | Dressing charges
388 |  | LABOUR
388 | 0125 | Mason (for plain stone work) 2nd class) | day | 2.70 | 679.00 | 1833.30
388 | 0102 | Blacksmith 1st class | day | 0.064 | 738.00 | 47.23
388 | 0114 | Beldar | day | 0.448 | 558.00 | 249.98
388 | 0115 | Coolie | day | 0.224 | 558.00 | 124.99
388 | 0100 | Bandhani | day | 0.448 | 617.00 | 276.42
388 |  | Fixing charges
388 |  | LABOUR
388 | 0125 | Mason (for plain stone work) 2nd class) | day | 0.448 | 679.00 | 304.19
388 | 0100 | Bandhani | day | 0.336 | 617.00 | 207.31
388 | 0114 | Beldar | day | 0.336 | 558.00 | 187.49
388 | 0115 | Coolie | day | 0.336 | 558.00 | 187.49
388 | 0101 | Bhisti | day | 0.336 | 617.00 | 207.31
388 | 1237 | Cutting marble or sand stone slab upto 50 mm thick by mechanical device | metre | 4.00 | 10.00 | 40.00
388 | 9999 | Scaffolding | L.S. | 19.76 | 2.00 | 39.52
388 |  | Mortar for laying and pointing
389 | 3.8 | Rate as per Item Number 3.8 of SH: Mortars | cum | 0.018 | 4664.55 | 83.96
389 | TOTAL |  |  |  |  | 4384.06 W
389 | Add 1 % Water charges on "W" |  |  |  |  | 43.84
389 | TOTAL |  |  |  |  | 4427.90 | X
389 |  | Add GST on "X" (multiplying factor
389 |  | 0.1405) 622.12
389 | TOTAL |  |  |  |  | 5050.02 | Y
389 | Add 15% CPOH on "Y" |  |  |  |  | 757.50
389 | TOTAL |  |  |  |  | 5807.52 | Z
389 | Add Cess @ 1% on "Z" |  |  |  |  | 58.08
389 | Cost of 1 sqm. |  |  |  |  | 5865.60
389 | Say |  |  |  |  | 5865.60
389 | 8.14.2.4 | 40 mm thick Details of cost for 1 sqm. MATERIAL Finished work = 40 cudm+Add wastage @ 33.3% = 13.33 cudm. Total = 53.33 cudm.
389 | 1160 | Red sand stone block | 10 cudm | 5.333 | 79.00 | 421.31
389 | 2216 | Carriage of Stone blocks white & red sand stone & kota stone slab | tonne | 0.123 | 92.24 | 11.35
389 |  | @ 2.30kg/cudm
389 | 9999 | Extra for using white cement | L.S. | 26.91 | 2.00 | 53.82
389 |  | Dressing charges
389 |  | LABOUR
389 | 0125 | Mason (for plain stone work) 2nd class) | day | 2.70 | 679.00 | 1833.30
389 | 0102 | Blacksmith 1st class | day | 0.064 | 738.00 | 47.23
389 | 0114 | Beldar | day | 0.448 | 558.00 | 249.98
389 | 0115 | Coolie | day | 0.224 | 558.00 | 124.99
389 | 0100 | Bandhani | day | 0.448 | 617.00 | 276.42
389 |  | Fixing charges
389 |  | LABOUR
389 | 0125 | Mason (for plain stone work) 2nd class) | day | 0.448 | 679.00 | 304.19
389 | 0100 | Bandhani | day | 0.336 | 617.00 | 207.31
389 | 0114 | Beldar | day | 0.336 | 558.00 | 187.49
389 | 0115 | Coolie | day | 0.336 | 558.00 | 187.49
389 | 0101 | Bhisti | day | 0.336 | 617.00 | 207.31
389 | 1237 | Cutting marble or sand stone slab upto 50 mm thick by mechanical device | metre | 4.00 | 10.00 | 40.00
389 | 9999 | Scaffolding | L.S. | 19.76 | 2.00 | 39.52
389 |  | Mortar for laying and pointing
390 | 3.8 | Rate as per Item Number 3.8 of SH: Mortars | cum | 0.018 | 4664.55 | 83.96
390 | TOTAL |  |  |  |  | 4275.67 W
390 | Add 1 % Water charges on "W" |  |  |  |  | 42.76
390 | TOTAL |  |  |  |  | 4318.43 | X
390 |  | Add GST on "X" (multiplying factor
390 |  | 0.1405) 606.74
390 | TOTAL |  |  |  |  | 4925.17 | Y
390 | Add 15% CPOH on "Y" |  |  |  |  | 738.77
390 | TOTAL |  |  |  |  | 5663.94 | Z
390 | Add Cess @ 1% on "Z" |  |  |  |  | 56.64
390 | Cost of 1 sqm. |  |  |  |  | 5720.58
390 | Say |  |  |  |  | 5720.60
390 | 8.14.2.5 | 30 mm thick Details of cost for 1 sqm. MATERIAL Finished work = 30 cudm. Add wastage @ 33.3% = 9.99cudm. Total = 39.99 cudm.
390 | 1160 | Red sand stone block | 10 cudm | 3.999 | 79.00 | 315.92
390 | 2216 | Carriage of Stone blocks white & red sand stone & kota stone slab | tonne | 0.092 | 92.24 | 8.49
390 |  | @ 2.30kg/cudm
390 | 9999 | Extra for using white cement | L.S. | 26.91 | 2.00 | 53.82
390 |  | Dressing charges
390 |  | LABOUR
390 | 0125 | Mason (for plain stone work) 2nd class) | day | 2.70 | 679.00 | 1833.30
390 | 0102 | Blacksmith 1st class | day | 0.064 | 738.00 | 47.23
390 | 0114 | Beldar | day | 0.448 | 558.00 | 249.98
390 | 0115 | Coolie | day | 0.224 | 558.00 | 124.99
390 | 0100 | Bandhani | day | 0.448 | 617.00 | 276.42
390 |  | Fixing charges
390 |  | LABOUR
390 | 0125 | Mason (for plain stone work) 2nd class) | day | 0.448 | 679.00 | 304.19
390 | 0100 | Bandhani | day | 0.336 | 617.00 | 207.31
390 | 0114 | Beldar | day | 0.336 | 558.00 | 187.49
390 | 0115 | Coolie | day | 0.336 | 558.00 | 187.49
390 | 0101 | Bhisti | day | 0.336 | 617.00 | 207.31
390 | 1237 | Cutting marble or sand stone slab upto 50 mm thick by mechanical device | metre | 4.00 | 10.00 | 40.00
390 | 9999 | Scaffolding | L.S. | 19.76 | 2.00 | 39.52
390 |  | Mortar for laying and pointing
391 | 3.8 | Rate as per Item Number 3.8 of SH: Mortars | cum | 0.018 | 4664.55 | 83.96
391 | TOTAL |  |  |  |  | 4167.42 W
391 | Add 1 % Water charges on "W" |  |  |  |  | 41.67
391 | TOTAL |  |  |  |  | 4209.10 | X
391 |  | Add GST on "X" (multiplying factor
391 |  | 0.1405) 591.38
391 | TOTAL |  |  |  |  | 4800.48 | Y
391 | Add 15% CPOH on "Y" |  |  |  |  | 720.07
391 | TOTAL |  |  |  |  | 5520.55 | Z
391 | Add Cess @ 1% on "Z" |  |  |  |  | 55.21
391 | Cost of 1 sqm. |  |  |  |  | 5575.75
391 | Say |  |  |  |  | 5575.75
391 | 8.14.3 | White sand stone - exposed face fine dressed with rough backing .
391 | 8.14.3.1 | 70 mm thick Details of cost for 1 sqm. MATERIAL Finished work = 70 cudm. Add wastage @ 33.3% = 23.33 cudm. Total = 93.33 cudm.
391 | 1161 | White sand stone block | 10 cudm | 9.333 | 205.00 | 1913.27
391 | 2216 | Carriage of Stone blocks white & red sand stone & kota stone slab | tonne | 0.215 | 92.24 | 19.83
391 |  | @ 2.30kg/cudm
391 | 9999 | Extra for using white cement | L.S. | 26.91 | 2.00 | 53.82
391 |  | Dressing charges
391 |  | LABOUR
391 | 0125 | Mason (for plain stone work) 2nd class) | day | 1.35 | 679.00 | 916.65
391 | 0102 | Blacksmith 1st class | day | 0.032 | 738.00 | 23.62
391 | 0114 | Beldar | day | 0.224 | 558.00 | 124.99
391 | 0115 | Coolie | Day | 0.112 | 558.00 | 62.50
391 | 0100 | Bandhani | day | 0.224 | 617.00 | 138.21
391 |  | Fixing charges
391 |  | LABOUR
391 | 0125 | Mason (for plain stone work) 2nd class) | day | 0.448 | 679.00 | 304.19
391 | 0100 | Bandhani | day | 0.336 | 617.00 | 207.31
391 | 0114 | Beldar | day | 0.336 | 558.00 | 187.49
391 | 0115 | Coolie | day | 0.336 | 558.00 | 187.49
391 | 0101 | Bhisti | day | 0.336 | 617.00 | 207.31
391 | 1237 | Cutting marble or sand stone slab upto 50 mm thick by mechanical device | metre | 4.00 | 10.00 | 40.00
391 | 9999 | Scaffolding | L.S. | 19.76 | 2.00 | 39.52
391 |  | Mortar for laying and pointing
392 | 3.8 | Rate as per Item Number 3.8 of SH: Mortars | cum | 0.018 | 4664.55 | 83.96
392 | TOTAL |  |  |  |  | 4510.15 W
392 | Add 1 % Water charges on "W" |  |  |  |  | 45.10
392 | TOTAL |  |  |  |  | 4555.25 | X
392 |  | Add GST on "X" (multiplying factor
392 |  | 0.1405) 640.01
392 | TOTAL |  |  |  |  | 5195.27 | Y
392 | Add 15% CPOH on "Y" |  |  |  |  | 779.29
392 | TOTAL |  |  |  |  | 5974.56 | Z
392 | Add Cess @ 1% on "Z" |  |  |  |  | 59.75
392 | Cost of 1 sqm. |  |  |  |  | 6034.30
392 | Say |  |  |  |  | 6034.30
392 | 8.14.3.2 | 60 mm thick Details of cost for 1 sqm. MATERIAL Finished work = 60 cudm. Add wastage @ 33.3% = 20 cudm. Total = 80 cudm.
392 | 1161 | White sand stone block | 10 cudm | 8.00 | 205.00 | 1640.00
392 | 2216 | Carriage of Stone blocks white & red sand stone & kota stone slab @ 2.30kg/cudm | tonne | 0.184 | 92.24 | 16.97
392 | 9999 | Extra for using white cement | L.S. | 26.91 | 2.00 | 53.82
392 |  | Dressing charges
392 |  | LABOUR
392 | 0125 | Mason (for plain stone work) 2nd class) | day | 1.35 | 679.00 | 916.65
392 | 0102 | Blacksmith 1st class | day | 0.032 | 738.00 | 23.62
392 | 0114 | Beldar | day | 0.224 | 558.00 | 124.99
392 | 0115 | Coolie | day | 0.112 | 558.00 | 62.50
392 | 0100 | Bandhani | day | 0.224 | 617.00 | 138.21
392 |  | Fixing charges
392 |  | LABOUR
392 | 0125 | Mason (for plain stone work) 2nd class) | day | 0.448 | 679.00 | 304.19
392 | 0100 | Bandhani | day | 0.336 | 617.00 | 207.31
392 | 0114 | Beldar | day | 0.336 | 558.00 | 187.49
392 | 0115 | Coolie | day | 0.336 | 558.00 | 187.49
392 | 0101 | Bhisti | day | 0.336 | 617.00 | 207.31
392 | 1237 | Cutting marble or sand stone slab upto 50 mm thick by mechanical device | metre | 4.00 | 10.00 | 40.00
392 | 9999 | Scaffolding | L.S. | 19.76 | 2.00 | 39.52
392 |  | Mortar for laying and pointing
393 | 3.8 | Rate as per Item Number 3.8 of SH: Mortars | cum | 0.018 | 4664.55 | 83.96
393 | TOTAL |  |  |  |  | 4234.03 W
393 | Add 1 % Water charges on "W" |  |  |  |  | 42.34
393 | TOTAL |  |  |  |  | 4276.37 | X
393 |  | Add GST on "X" (multiplying factor
393 |  | 0.1405) 600.83
393 | TOTAL |  |  |  |  | 4877.20 | Y
393 | Add 15% CPOH on "Y" |  |  |  |  | 731.58
393 | TOTAL |  |  |  |  | 5608.78 | Z
393 | Add Cess @ 1% on "Z" |  |  |  |  | 56.09
393 | Cost of 1 sqm. |  |  |  |  | 5664.87
393 | Say |  |  |  |  | 5664.85
393 | 8.14.3.3 | 50 mm thick Details of cost for 1 sqm. MATERIAL Finished work = 50 cudm. Add wastage @ 33.3% = 16.7 cudm. Total = 66.7 cudm.
393 | 1161 | White sand stone block | 10 cudm | 6.67 | 205.00 | 1367.35
393 | 2216 | Carriage of Stone blocks white & red sand stone & kota stone slab | tonne | 0.153 | 92.24 | 14.11
393 |  | @ 2.30 kg/cudm.
393 | 9999 | Extra for using white cement | L.S. | 26.91 | 2.00 | 53.82
393 |  | Dressing charges
393 |  | LABOUR
393 | 0125 | Mason (for plain stone work) 2nd class) | day | 1.35 | 679.00 | 916.65
393 | 0102 | Blacksmith 1st class | day | 0.032 | 738.00 | 23.62
393 | 0114 | Beldar | day | 0.224 | 558.00 | 124.99
393 | 0115 | Coolie | day | 0.112 | 558.00 | 62.50
393 | 0100 | Bandhani | day | 0.224 | 617.00 | 138.21
393 |  | Fixing charges
393 |  | LABOUR
393 | 0125 | Mason (for plain stone work) 2nd class) | day | 0.448 | 679.00 | 304.19
393 | 0100 | Bandhani | day | 0.336 | 617.00 | 207.31
393 | 0114 | Beldar | day | 0.336 | 558.00 | 187.49
393 | 0115 | Coolie | day | 0.336 | 558.00 | 187.49
393 | 0101 | Bhisti | day | 0.336 | 617.00 | 207.31
393 | 1237 | Cutting marble or sand stone slab upto 50 mm thick by mechanical device | metre | 4.00 | 10.00 | 40.00
393 | 9999 | Scaffolding | L.S. | 19.76 | 2.00 | 39.52
393 |  | Mortar for laying and pointing
394 | 3.8 | Rate as per Item Number 3.8 of SH: Mortars | cum | 0.018 | 4664.55 | 83.96
394 | TOTAL |  |  |  |  | 3958.52 W
394 | Add 1 % Water charges on "W" |  |  |  |  | 39.59
394 | TOTAL |  |  |  |  | 3998.10 | X
394 |  | Add GST on "X" (multiplying factor
394 |  | 0.1405) 561.73
394 | TOTAL |  |  |  |  | 4559.84 | Y
394 | Add 15% CPOH on "Y" |  |  |  |  | 683.98
394 | TOTAL |  |  |  |  | 5243.81 | Z
394 | Add Cess @ 1% on "Z" |  |  |  |  | 52.44
394 | Cost of 1 sqm. |  |  |  |  | 5296.25
394 | Say |  |  |  |  | 5296.25
394 | 8.14.3.4 | 40 mm thick Details of cost for 1 sqm. MATERIAL Finished work = 40 cudm+Add wastage @ 33.3% = 13.3 cudm. Total = 53.3 cudm.
394 | 1161 | White sand stone block | 10 cudm | 5.33 | 205.00 | 1092.65
394 | 2216 | Carriage of Stone blocks white & red sand stone & kota stone slab | tonne | 0.123 | 92.24 | 11.35
394 |  | @ 2.30 kg/cudm.
394 | 9999 | Extra for using white cement | L.S. | 26.91 | 2.00 | 53.82
394 |  | Dressing charges
394 |  | LABOUR
394 | 0125 | Mason (for plain stone work) 2nd class) | day | 1.35 | 679.00 | 916.65
394 | 0102 | Blacksmith 1st class | day | 0.032 | 738.00 | 23.62
394 | 0114 | Beldar | day | 0.224 | 558.00 | 124.99
394 | 0115 | Coolie | day | 0.112 | 558.00 | 62.50
394 | 0100 | Bandhani | day | 0.224 | 617.00 | 138.21
394 |  | Fixing charges
394 |  | LABOUR
394 | 0125 | Mason (for plain stone work) 2nd class) | day | 0.448 | 679.00 | 304.19
394 | 0100 | Bandhani | day | 0.336 | 617.00 | 207.31
394 | 0114 | Beldar | day | 0.336 | 558.00 | 187.49
394 | 0115 | Coolie | day | 0.336 | 558.00 | 187.49
394 | 0101 | Bhisti | day | 0.336 | 617.00 | 207.31
394 | 1237 | Cutting marble or sand stone slab upto 50 mm thick by mechanical device | metre | 4.00 | 10.00 | 40.00
394 | 9999 | Scaffolding | L.S. | 19.76 | 2.00 | 39.52
394 |  | Mortar for laying and pointing
395 | 3.8 | Rate as per Item Number 3.8 of SH: Mortars | cum | 0.018 | 4664.55 | 83.96
395 | TOTAL |  |  |  |  | 3681.05 W
395 | Add 1 % Water charges on "W" |  |  |  |  | 36.81
395 | TOTAL |  |  |  |  | 3717.86 | X
395 |  | Add GST on "X" (multiplying factor
395 |  | 0.1405) 522.36
395 | TOTAL |  |  |  |  | 4240.22 | Y
395 | Add 15% CPOH on "Y" |  |  |  |  | 636.03
395 | TOTAL |  |  |  |  | 4876.25 | Z
395 | Add Cess @ 1% on "Z" |  |  |  |  | 48.76
395 | Cost of 1 sqm. |  |  |  |  | 4925.02
395 | Say |  |  |  |  | 4925.00
395 | 8.14.3.5 | 30 mm thick Details of cost for 1 sqm. MATERIAL Finished work = 30 cudm+Add wastage @ 33.3% = 9.99 cudm. Total = 39.99 cudm.
395 | 1161 | White sand stone block | 10 cudm | 3.999 | 205.00 | 819.80
395 | 2216 | Carriage of Stone blocks white & red sand stone & kota stone slab | tonne | 0.092 | 92.24 | 8.49
395 |  | @ 2.30 kg/cudm.
395 | 9999 | Extra for using white cement | L.S. | 26.91 | 2.00 | 53.82
395 |  | Dressing charges
395 |  | LABOUR
395 | 0125 | Mason (for plain stone work) 2nd class) | day | 1.35 | 679.00 | 916.65
395 | 0102 | Blacksmith 1st class | day | 0.032 | 738.00 | 23.62
395 | 0114 | Beldar | day | 0.224 | 558.00 | 124.99
395 | 0115 | Coolie | day | 0.112 | 558.00 | 62.50
395 | 0100 | Bandhani | day | 0.224 | 617.00 | 138.21
395 |  | Fixing charges
395 |  | LABOUR
395 | 0125 | Mason (for plain stone work) 2nd class) | day | 0.448 | 679.00 | 304.19
395 | 0100 | Bandhani | day | 0.336 | 617.00 | 207.31
395 | 0114 | Beldar | day | 0.336 | 558.00 | 187.49
395 | 0115 | Coolie | day | 0.336 | 558.00 | 187.49
395 | 0101 | Bhisti | day | 0.336 | 617.00 | 207.31
395 | 1237 | Cutting marble or sand stone slab upto 50 mm thick by mechanical device | metre | 4.00 | 10.00 | 40.00
395 | 9999 | Scaffolding | L.S. | 19.76 | 2.00 | 39.52
395 |  | Mortar for laying and pointing
396 | 3.8 | Rate as per Item Number 3.8 of SH: Mortars | cum | 0.018 | 4664.55 | 83.96
396 | TOTAL |  |  |  |  | 3405.34 W
396 | Add 1 % Water charges on "W" |  |  |  |  | 34.05
396 | TOTAL |  |  |  |  | 3439.39 | X
396 |  | Add GST on "X" (multiplying factor
396 |  | 0.1405) 483.23
396 | TOTAL |  |  |  |  | 3922.62 | Y
396 | Add 15% CPOH on "Y" |  |  |  |  | 588.39
396 | TOTAL |  |  |  |  | 4511.02 | Z
396 | Add Cess @ 1% on "Z" |  |  |  |  | 45.11
396 | Cost of 1 sqm. |  |  |  |  | 4556.13
396 | Say |  |  |  |  | 4556.15
396 | 8.14.4 | White sand stone - Exposed face machine cut and table rubbed with rough backing.
396 | 8.14.4.1 | 70 mm thick Details of cost for 1 sqm. MATERIAL Finished work = 70 cudm. Add wastage @ 33.3% = 23.33 cudm. Total = 93.33 cudm.
396 | 1161 | White sand stone block | 10 cudm | 9.333 | 205.00 | 1913.27
396 | 2216 | Carriage of Stone blocks white & red sand stone & kota stone slab | tonne | 0.215 | 92.24 | 19.83
396 |  | @ 2.30kg/cudm
396 | 9999 | Extra for using white cement | L.S. | 26.91 | 2.00 | 53.82
396 |  | Dressing charges
396 |  | LABOUR
396 | 0125 | Mason (for plain stone work) 2nd class) | day | 2.70 | 679.00 | 1833.30
396 | 0102 | Blacksmith 1st class | day | 0.064 | 738.00 | 47.23
396 | 0114 | Beldar | day | 0.448 | 558.00 | 249.98
396 | 0115 | Coolie | day | 0.224 | 558.00 | 124.99
396 | 0100 | Bandhani | day | 0.448 | 617.00 | 276.42
396 |  | Fixing charges
396 |  | LABOUR
396 | 0125 | Mason (for plain stone work) 2nd class) | day | 0.448 | 679.00 | 304.19
396 | 0100 | Bandhani | day | 0.336 | 617.00 | 207.31
396 | 0114 | Beldar | day | 0.336 | 558.00 | 187.49
396 | 0115 | Coolie | day | 0.336 | 558.00 | 187.49
396 | 0101 | Bhisti | day | 0.336 | 617.00 | 207.31
396 | 1237 | Cutting marble or sand stone slab upto 50 mm thick by mechanical device | metre | 4.00 | 10.00 | 40.00
396 | 9999 | Scaffolding | L.S. | 19.76 | 2.00 | 39.52
396 |  | Mortar for laying and pointing
397 | 3.8 | Rate as per Item Number 3.8 of SH: Mortars | cum | 0.018 | 4664.55 | 83.96
397 | TOTAL |  |  |  |  | 5776.11 W
397 | Add 1 % Water charges on "W" |  |  |  |  | 57.76
397 | TOTAL |  |  |  |  | 5833.88 | X
397 |  | Add GST on "X" (multiplying factor
397 |  | 0.1405) 819.66
397 | TOTAL |  |  |  |  | 6653.54 | Y
397 | Add 15% CPOH on "Y" |  |  |  |  | 998.03
397 | TOTAL |  |  |  |  | 7651.57 | Z
397 | Add Cess @ 1% on "Z" |  |  |  |  | 76.52
397 | Cost of 1 sqm. |  |  |  |  | 7728.08
397 | Say |  |  |  |  | 7728.10
397 | 8.14.4.2 | 60 mm thick Details of cost for 1 sqm. MATERIAL Finished work = 60 cudm+Add wastage @ 33.3% = 20 cudm. Total = 80 cudm.
397 | 1161 | White sand stone block | 10 cudm | 8.00 | 205.00 | 1640.00
397 | 2216 | Carriage of Stone blocks white & red sand stone & kota stone slab | tonne | 0.184 | 92.24 | 16.97
397 |  | @ 2.30kg/cudm
397 | 9999 | Extra for using white cement | L.S. | 26.91 | 2.00 | 53.82
397 |  | Dressing charges
397 |  | LABOUR
397 | 0125 | Mason (for plain stone work) 2nd class) | day | 2.70 | 679.00 | 1833.30
397 | 0102 | Blacksmith 1st class | day | 0.064 | 738.00 | 47.23
397 | 0114 | Beldar | day | 0.448 | 558.00 | 249.98
397 | 0115 | Coolie | day | 0.224 | 558.00 | 124.99
397 | 0100 | Bandhani | day | 0.448 | 617.00 | 276.42
397 |  | Fixing charges
397 |  | LABOUR
397 | 0125 | Mason (for plain stone work) 2nd class) | day | 0.448 | 679.00 | 304.19
397 | 0100 | Bandhani | day | 0.336 | 617.00 | 207.31
397 | 0114 | Beldar | day | 0.336 | 558.00 | 187.49
397 | 0115 | Coolie | day | 0.336 | 558.00 | 187.49
397 | 0101 | Bhisti | day | 0.336 | 617.00 | 207.31
397 | 1237 | Cutting marble or sand stone slab upto 50 mm thick by mechanical device | metre | 4.00 | 10.00 | 40.00
397 | 9999 | Scaffolding | L.S. | 19.76 | 2.00 | 39.52
397 |  | Mortar for laying and pointing
398 | 3.8 | Rate as per Item Number 3.8 of SH: Mortars | cum | 0.018 | 4664.55 | 83.96
398 | TOTAL |  |  |  |  | 5499.99 W
398 | Add 1 % Water charges on "W" |  |  |  |  | 55.00
398 | TOTAL |  |  |  |  | 5554.99 | X
398 |  | Add GST on "X" (multiplying factor
398 |  | 0.1405) 780.48
398 | TOTAL |  |  |  |  | 6335.47 | Y
398 | Add 15% CPOH on "Y" |  |  |  |  | 950.32
398 | TOTAL |  |  |  |  | 7285.79 | Z
398 | Add Cess @ 1% on "Z" |  |  |  |  | 72.86
398 | Cost of 1 sqm. |  |  |  |  | 7358.64
398 | Say |  |  |  |  | 7358.65
398 | 8.14.4.3 | 50 mm thick Details of cost for 1 sqm. MATERIAL Finished work = 50 cudm+Add wastage @ 33.3% = 16.7 cudm. Total = 66.7 cudm.
398 | 1161 | White sand stone block | 10 cudm | 6.67 | 205.00 | 1367.35
398 | 2216 | Carriage of Stone blocks white & red sand stone & kota stone slab | tonne | 0.153 | 92.24 | 14.11
398 |  | @ 2.30 kg/cudm.
398 | 9999 | Extra for using white cement | L.S. | 26.91 | 2.00 | 53.82
398 |  | Dressing charges
398 |  | LABOUR
398 | 0125 | Mason (for plain stone work) 2nd class) | day | 2.70 | 679.00 | 1833.30
398 | 0102 | Blacksmith 1st class | day | 0.064 | 738.00 | 47.23
398 | 0114 | Beldar | day | 0.448 | 558.00 | 249.98
398 | 0115 | Coolie | day | 0.224 | 558.00 | 124.99
398 | 0100 | Bandhani | day | 0.448 | 617.00 | 276.42
398 |  | Fixing charges
398 |  | LABOUR
398 | 0125 | Mason (for plain stone work) 2nd class) | day | 0.448 | 679.00 | 304.19
398 | 0100 | Bandhani | day | 0.336 | 617.00 | 207.31
398 | 0114 | Beldar | day | 0.336 | 558.00 | 187.49
398 | 0115 | Coolie | day | 0.336 | 558.00 | 187.49
398 | 0101 | Bhisti | day | 0.336 | 617.00 | 207.31
398 | 1237 | Cutting marble or sand stone slab upto 50 mm thick by mechanical device | metre | 4.00 | 10.00 | 40.00
398 | 9999 | Scaffolding | L.S. | 19.76 | 2.00 | 39.52
398 |  | Mortar for laying and pointing
399 | 3.8 | Rate as per Item Number 3.8 of SH: Mortars | cum | 0.018 | 4664.55 | 83.96
399 | TOTAL |  |  |  |  | 5224.48 W
399 | Add 1 % Water charges on "W" |  |  |  |  | 52.24
399 | TOTAL |  |  |  |  | 5276.73 | X
399 |  | Add GST on "X" (multiplying factor
399 |  | 0.1405) 741.38
399 | TOTAL |  |  |  |  | 6018.11 | Y
399 | Add 15% CPOH on "Y" |  |  |  |  | 902.72
399 | TOTAL |  |  |  |  | 6920.82 | Z
399 | Add Cess @ 1% on "Z" |  |  |  |  | 69.21
399 | Cost of 1 sqm. |  |  |  |  | 6990.03
399 | Say |  |  |  |  | 6990.05
399 | 8.14.4.4 | 40 mm thick Details of cost for 1 sqm. MATERIAL Finished work = 40 cudm+Add wastage @ 33.3% = 13.3 cudm. Total = 53.3 cudm.
399 | 1161 | White sand stone block | 10 cudm | 5.33 | 205.00 | 1092.65
399 | 2216 | Carriage of Stone blocks white & red sand stone & kota stone slab | tonne | 0.123 | 92.24 | 11.35
399 |  | @ 2.30 kg/cudm.
399 | 9999 | Extra for using white cement | L.S. | 26.91 | 2.00 | 53.82
399 |  | Dressing charges
399 |  | LABOUR
399 | 0125 | Mason (for plain stone work) 2nd class) | day | 2.70 | 679.00 | 1833.30
399 | 0102 | Blacksmith 1st class | day | 0.064 | 738.00 | 47.23
399 | 0114 | Beldar | day | 0.448 | 558.00 | 249.98
399 | 0115 | Coolie | day | 0.224 | 558.00 | 124.99
399 | 0100 | Bandhani | day | 0.448 | 617.00 | 276.42
399 |  | Fixing charges
399 |  | LABOUR
399 | 0125 | Mason (for plain stone work) 2nd class) | day | 0.448 | 679.00 | 304.19
399 | 0100 | Bandhani | day | 0.336 | 617.00 | 207.31
399 | 0114 | Beldar | day | 0.336 | 558.00 | 187.49
399 | 0115 | Coolie | day | 0.336 | 558.00 | 187.49
399 | 0101 | Bhisti | day | 0.336 | 617.00 | 207.31
399 | 1237 | Cutting marble or sand stone slab upto 50 mm thick by mechanical device | metre | 4.00 | 10.00 | 40.00
399 | 9999 | Scaffolding | L.S. | 19.76 | 2.00 | 39.52
399 |  | Mortar for laying and pointing
400 | 3.8 | Rate as per Item Number 3.8 of SH: Mortars | cum | 0.018 | 4664.55 | 83.96
400 | TOTAL |  |  |  |  | 4947.01 W
400 | Add 1 % Water charges on "W" |  |  |  |  | 49.47
400 | TOTAL |  |  |  |  | 4996.48 | X
400 |  | Add GST on "X" (multiplying factor
400 |  | 0.1405) 702.01
400 | TOTAL |  |  |  |  | 5698.49 | Y
400 | Add 15% CPOH on "Y" |  |  |  |  | 854.77
400 | TOTAL |  |  |  |  | 6553.26 | Z
400 | Add Cess @ 1% on "Z" |  |  |  |  | 65.53
400 | Cost of 1 sqm. |  |  |  |  | 6618.80
400 | Say |  |  |  |  | 6618.80
400 | 8.14.4.5 | 30 mm thick Details of cost for 1 sqm. MATERIAL Finished work = 30 cudm+Add wastage @ 33.3% = 9.99 cudm. Total = 39.99 cudm.
400 | 1161 | White sand stone block | 10 cudm | 3.999 | 205.00 | 819.80
400 | 2216 | Carriage of Stone blocks white & red sand stone & kota stone slab | tonne | 0.092 | 92.24 | 8.49
400 |  | @ 2.30 kg/cudm.
400 | 9999 | Extra for using white cement | L.S. | 26.91 | 2.00 | 53.82
400 |  | Dressing charges
400 |  | LABOUR
400 | 0125 | Mason (for plain stone work) 2nd class) | day | 2.70 | 679.00 | 1833.30
400 | 0102 | Blacksmith 1st class | day | 0.064 | 738.00 | 47.23
400 | 0114 | Beldar | day | 0.448 | 558.00 | 249.98
400 | 0115 | Coolie | day | 0.224 | 558.00 | 124.99
400 | 0100 | Bandhani | day | 0.448 | 617.00 | 276.42
400 |  | Fixing charges
400 |  | LABOUR
400 | 0125 | Mason (for plain stone work) 2nd class) | day | 0.448 | 679.00 | 304.19
400 | 0100 | Bandhani | day | 0.336 | 617.00 | 207.31
400 | 0114 | Beldar | day | 0.336 | 558.00 | 187.49
400 | 0115 | Coolie | day | 0.336 | 558.00 | 187.49
400 | 0101 | Bhisti | day | 0.336 | 617.00 | 207.31
400 | 1237 | Cutting marble or sand stone slab upto 50 mm thick by mechanical device | metre | 4.00 | 10.00 | 40.00
400 | 9999 | Scaffolding | L.S. | 19.76 | 2.00 | 39.52
400 |  | Mortar for laying and pointing
401 | 3.8 | Rate as per Item Number 3.8 of SH: Mortars | cum | 0.018 | 4664.55 | 83.96
401 | TOTAL |  |  |  |  | 4671.30 W
401 | Add 1 % Water charges on "W" |  |  |  |  | 46.71
401 | TOTAL |  |  |  |  | 4718.01 | X
401 |  | Add GST on "X" (multiplying factor
401 |  | 0.1405) 662.88
401 | TOTAL |  |  |  |  | 5380.89 | Y
401 | Add 15% CPOH on "Y" |  |  |  |  | 807.13
401 | TOTAL |  |  |  |  | 6188.03 | Z
401 | Add Cess @ 1% on "Z" |  |  |  |  | 61.88
401 | Cost of 1 sqm. |  |  |  |  | 6249.91
401 | Say |  |  |  |  | 6249.90
401 | 8.14.5 | Gang saw cut stone
401 | 8.14.5.1 | 30mm thick White sand stone Details of cost for 1 sqm. MATERIAL 1.00 sqm + 0.05 sqm (Add wastage @ 5%) = 1.05 sqm
401 | 8684 | White sand stone gang saw cut 30 mm thick | sqm | 1.05 | 560.00 | 588.00
401 | 2216 | Carriage of Stone blocks white & red sand stone & kota stone slab @ 2.30 kg/cudm. | tonne | 0.072 | 92.24 | 6.64
401 | 9999 | Extra for using white cement | L.S. | 26.91 | 2.00 | 53.82
401 |  | Fixing charges
401 |  | LABOUR
401 | 0125 | Mason (for plain stone work) 2nd class | day | 0.448 | 679.00 | 304.19
401 | 0100 | Bandhani | day | 0.336 | 617.00 | 207.31
401 | 0114 | Beldar | day | 0.336 | 558.00 | 187.49
401 | 0115 | Coolie | day | 0.336 | 558.00 | 187.49
401 | 0101 | Bhisti | day | 0.336 | 617.00 | 207.31
401 | 1237 | Cutting marble or sand stone slab upto 50 mm thick by mechanical device | metre | 4.00 | 10.00 | 40.00
401 | 9999 | Scaffolding | L.S. | 19.76 | 2.00 | 39.52
401 |  | Cement mortar 1:3 (1 cement :
401 |  | 3 coarse sand)
401 | 3.8 | Rate as per Item Number 3.8 of SH: Mortars | cum | 0.018 | 4664.55 | 83.96
401 | TOTAL |  |  |  |  | 1905.74 W
401 | Add 1 % Water charges on "W" |  |  |  |  | 19.06
401 | TOTAL |  |  |  |  | 1924.79 | X
401 |  | Add GST on "X" (multiplying factor
401 |  | 0.1405) 270.43
401 | TOTAL |  |  |  |  | 2195.23 | Y
401 | Add 15% CPOH on "Y" |  |  |  |  | 329.28
401 | TOTAL |  |  |  |  | 2524.51 | Z
401 | Add Cess @ 1% on "Z" |  |  |  |  | 25.25
401 | Cost of 1 sqm. |  |  |  |  | 2549.75
401 | Say |  |  |  |  | 2549.75
402 | 8.14.5.2 | 30mm thick Red sand stone Details of cost for 1 sqm. MATERIAL 1.00 sqm + 0.05 sqm (Add wastage @ 5%) = 1.05 sqm
402 | 8683 | Red sand stone gang saw cut 30 mm thick | sqm | 1.05 | 425.00 | 446.25
402 | 2216 | Carriage of Stone blocks white & red sand stone & kota stone slab @ 2.30 kg/cudm. | tonne | 0.072 | 92.24 | 6.64
402 | 9999 | Extra for using white cement | L.S. | 26.91 | 2.00 | 53.82
402 |  | Fixing charges
402 |  | LABOUR
402 | 0125 | Mason (for plain stone work) 2nd class | day | 0.448 | 679.00 | 304.19
402 | 0100 | Bandhani | day | 0.336 | 617.00 | 207.31
402 | 0114 | Beldar | day | 0.336 | 558.00 | 187.49
402 | 0115 | Coolie | day | 0.336 | 558.00 | 187.49
402 | 0101 | Bhisti | day | 0.336 | 617.00 | 207.31
402 | 1237 | Cutting marble or sand stone slab upto 50 mm thick by mechanical device | metre | 4.00 | 10.00 | 40.00
402 | 9999 | Scaffolding | L.S. | 19.76 | 2.00 | 39.52
402 |  | Cement mortar 1:3 (1 cement :
402 |  | 3 coarse sand)
402 | 3.8 | Rate as per Item Number 3.8 of SH: Mortars | cum | 0.018 | 4664.55 | 83.96
402 | TOTAL |  |  |  |  | 1763.99 W
402 | Add 1 % Water charges on "W" |  |  |  |  | 17.64
402 | TOTAL |  |  |  |  | 1781.63 | X
402 |  | Add GST on "X" (multiplying factor
402 |  | 0.1405) 250.32
402 | TOTAL |  |  |  |  | 2031.94 | Y
402 | Add 15% CPOH on "Y" |  |  |  |  | 304.79
402 | TOTAL |  |  |  |  | 2336.73 | Z
402 | Add Cess @ 1% on "Z" |  |  |  |  | 23.37
402 | Cost of 1 sqm. |  |  |  |  | 2360.10
402 | Say |  |  |  |  | 2360.10
402 | 8.15 | Providing and fixing stainless steel cramps of required size and shape for anchoring stone wall lining to the backing or securing adjacent stones in stone wall lining in cement mortar 1:2 (1 cement : 2 coarse sand), including making the necessary chases in stone and holes in walls wherever required. Details of cost for one cramp of 0.934kg MATERIAL Stainless steel cramp 10 x 0.064 x 0.025 x 0.006 = 9.6 x 10^5 10 x 0.025 x 0.025 x 0.006 = 3.7 x 10^5 = 13.3 x 10^5 less hole 10 x 0.024 x 0.010 x 0.006 = 1.4 x 10^5 = 11.9 x 10^5 x 7850 = 0.934 kg
403 |  | Add wastage @ 5% = 0.047kg.
403 |  | Total = 0.981 kg.
403 | 7339 | Stainless steel cramp | kilogram | 0.981 | 290.00 | 284.49
403 | 9977 | CARRIAGE | L.S. | 3.90 | 2.00 | 7.80
403 |  | Cement mortar 1:2 (1 cement :
403 |  | 2 coarse sand)
403 | 3.7 | Rate as per Item Number 3.7 of SH: Mortars | cum | 0.001 | 5345.55 | 5.35
403 | 9999 | Labour for fixing in position | L.S. | 65.00 | 2.00 | 130.00
403 | TOTAL |  |  |  |  | 427.64 W
403 | Add 1 % Water charges on "W" |  |  |  |  | 4.28
403 | TOTAL |  |  |  |  | 431.91 | X
403 |  | Add GST on "X" (multiplying factor
403 |  | 0.1405) 60.68
403 | TOTAL |  |  |  |  | 492.60 | Y
403 | Add 15% CPOH on "Y" |  |  |  |  | 73.89
403 | TOTAL |  |  |  |  | 566.48 | Z
403 | Add Cess @ 1% on "Z" |  |  |  |  | 5.66
403 |  | Cost for 0.934 kg. 572.15
403 |  | Cost per kg 612.58
403 | Say |  |  |  |  | 612.60
403 | 8.16 | Providing and fixing copper pins 7.5 cm long 6 mm diameter for securing adjacent stones in stone wall lining in cement mortar 1:2 (1 cement : 2 coarse sand), including making the necessary chases. Details of cost for one copper pin MATERIAL
403 | 0873 | Copper pins 6 mm dia 7.5 cm long | each | 1.00 | 10.00 | 10.00
403 | 9999 | Labour for making pin in to required shape and size, cutting chases in stone and fixing in position | L.S. | 3.90 | 2.00 | 7.80
403 |  | Cement mortar 1:2 (1 cement :
403 |  | 2 coarse sand)
403 | 3.7 | Rate as per Item Number 3.7 of SH: Mortars | cum | 0.001 | 5345.55 | 5.35
403 | 9999 | Sundries including hire charges of hand cut machine etc. | L.S. | 1.95 | 2.00 | 3.90
403 | TOTAL |  |  |  |  | 27.05 W
403 | Add 1 % Water charges on "W" |  |  |  |  | 0.27
403 | TOTAL |  |  |  |  | 27.32 | X
403 |  | Add GST on "X" (multiplying factor
403 |  | 0.1405) 3.84
403 | TOTAL |  |  |  |  | 31.15 | Y
403 | Add 15% CPOH on "Y" |  |  |  |  | 4.67
403 | TOTAL |  |  |  |  | 35.83 | Z
403 | Add Cess @ 1% on "Z" |  |  |  |  | 0.36
403 | Cost of one copper pin |  |  |  |  | 36.19
403 | Say |  |  |  |  | 36.20
404 | 8.17 | Wall lining butch work upto 10m height with Dholpur stone 40 mm thick rough facing on the exposed surface with stone strips of minimum length 300 mm and required width, including embedding every tenth layer and bottom most layer in masonry or concrete after making necessary chases of size 75x75 mm and by providing layer of 75 mm thick strips i/c 12 mm thick bed of cement mortar 1:3 (1 Cement : 3 coarse sand) i/c ruled pointing in cement mortar 1:2 (1 white cement : 2 stone dust) with an admixture of pigment to match the shade of stone complete as per direction of Engineer-in-charge. Details of cost for 1sqm. Dholpur stone 40mm thick Wall face = 1.00sqm. Deduct for embedded portion 3x0.04x1.0 = 0.12 sqm. Net quantity = 0.88sqm. Add wastage 5% = 0.04sqm. Total = 0.92 sqm.
404 | 1165 | White sand stone slab 40 mm thick (un-dressed) | sqm | 0.92 | 200.00 | 184.00
404 |  | 75mm thick
404 |  | 3x0.04x1.0 = 0.12 sqm.
404 |  | Add wastage 5% = 0.01 sqm.
404 |  | Total = 0.13 sqm.
404 | 1163 | White sand stone slab 75 mm thick (un-dressed) | sqm | 0.13 | 900.00 | 117.00
404 | 2216 | Carriage of Stone blocks white & red sand stone & kota stone slab | tonne | 0.108 | 92.24 | 9.96
404 |  | 0.92x0.04 = 0.0368 cum.
404 |  | 0.13x0.075 = 0.0100 cum.
404 |  | = 0.0468 cum. or 468 cudm.
404 |  | 468 cudm @ 2.3 kg/cudm = 108 kg =
404 |  | 0.108 tonne
404 | 1237 | Cutting marble or sand stone slab upto 50 mm thick by mechanical device | metre | 20.00 | 10.00 | 200.00
404 |  | Assuming 50mm thick strips 20x1.0 =
404 |  | 20 metre
404 |  | Mortar with coarse sand 1:3 for
404 |  | (a) stone backing 12mm thick =
404 |  | 0.0144 cum.
404 |  | (b) for fixing of stone = 0.40/25 =
404 |  | 0.0160 cum.
404 |  | Total = 0.0304 cum.
404 | 3.8 | Rate as per Item Number 3.8 of SH: Mortars | cum | 0.0304 | 4664.55 | 141.80
404 |  | Cutting chases and making good
404 |  | with mortar after insurting stone etc.
404 | 18.78 | Rate as per Item Number 18.78 of
404 | SH: Water | metre | 3.00 | 154.15 | 462.45 | A
404 | 9999 | White cement and pigment for pointing | L.S. | 40.43 | 2.00 | 80.86
405 |  | LABOUR
405 | 0126 | Mason (for ornamental stone work) 1st class | day | 0.25 | 738.00 | 184.50
405 | 0125 | Mason (for plain stone work) 2nd class) | day | 0.25 | 679.00 | 169.75
405 | 0114 | Beldar | day | 0.50 | 558.00 | 279.00
405 | 0101 | Bhisti | day | 0.03 | 617.00 | 18.51
405 | 9999 | Sundries and scaffolding brushes etc. | L.S. | 26.91 | 2.00 | 53.82
405 | TOTAL |  |  |  |  | 1901.65 W
405 | Add 1 % Water charges on "W-A" |  |  |  |  | 14.39
405 | TOTAL |  |  |  |  | 1916.05 | X
405 |  | Add GST on "X-A" (multiplying factor
405 |  | 0.1405) 204.23
405 | TOTAL |  |  |  |  | 2120.28 | Y
405 | Add 15% CPOH on "Y-A" |  |  |  |  | 248.67
405 | TOTAL |  |  |  |  | 2368.95 | Z
405 | Add Cess @ 1% on "Z-A" |  |  |  |  | 19.07
405 | Cost of 1sqm. |  |  |  |  | 2388.02
405 | Say |  |  |  |  | 2388.00
405 | 8.18 | Stone work (machine cut edges Veneer work) for wall lining upto 10 m height, backing filled with a grout of 12 mm thick cement mortar 1:3 (1 Cement : 3 coarse sand) and jointed with Cement mortar 1:2 (1 cement : 2 stone dust), including rubbing and polishing complete. (To be secured to the backing and the sides by means of cramps and pins which shall be paid for separately).
405 | 8.18.1 | Kota stone slabs exposed face dressed and rubbed.
405 | 8.18.1.1 | 25 mm thick Details of cost for 10sqm. MATERIAL 25mm thick kota stone slabs = 10 sqm. Add 15% wastage = 1.50 sqm. Total = 11.50 sqm.
405 | 1169 | Kotastone slab 25mm thick (rough cheseled) | sq.m. | 11.50 | 301.00 | 3461.50
405 | 2216 | Carriage of Stone blocks white & red sand stone & kota stone slab | tonne | 0.67 | 92.24 | 61.80
405 |  | Cement mortar 1:3 (1 cement :
405 |  | 3 coarse sand)
405 | 3.8 | Rate as per Item Number 3.8 of SH: Mortars | cum | 0.144 | 4664.55 | 671.70
405 | 9999 | Cement mortar for pointing. | L.S. | 40.43 | 2.00 | 80.86
405 |  | LABOUR
405 | 0125 | Mason (for plain stone work) 2nd class) | day | 6.50 | 679.00 | 4413.50
405 | 0114 | Beldar | day | 6.50 | 558.00 | 3627.00
405 | 0115 | Coolie | day | 4.30 | 558.00 | 2399.40
405 | 0139 | Skilled Beldar (for floor rubbing etc.) | day | 10.80 | 617.00 | 6663.60
406 | 9999 | Sundries | L.S. | 111.54 | 2.00 | 223.08
406 | TOTAL |  |  |  |  | 21602.44 | W
406 | Add 1 % Water charges on "W" |  |  |  |  | 216.02
406 | TOTAL |  |  |  |  | 21818.46 | X
406 |  | Add GST on "X" (multiplying factor
406 |  | 0.1405) 3065.49
406 | TOTAL |  |  |  |  | 24883.95 | Y
406 | Add 15% CPOH on "Y" |  |  |  |  | 3732.59
406 | TOTAL |  |  |  |  | 28616.55 | Z
406 | Add Cess @ 1% on "Z" |  |  |  |  | 286.17
406 |  | Cost for 10 sqm. 28902.71
406 | Cost of 1 sqm. |  |  |  |  | 2890.27
406 | Say |  |  |  |  | 2890.25
406 | 8.19 | Extra for stone work for wall lining on exterior walls of height more than 10 m from ground level for every additional height of 3 m or part there of. Detail of cost for 10 sqm Analysis same as Item Number 13.74 MATERIAL
406 | 9999 | Scaffolding | L.S. | 215.28 | 2.00 | 430.56
406 | 0123 | Mason (brick layer) 1st class | day | 0.30 | 738.00 | 221.40
406 | 0114 | Beldar | day | 0.30 | 558.00 | 167.40
406 | 0101 | Bhisti | day | 0.15 | 617.00 | 92.55
406 | 9999 | Sundries | L.S. | 28.6 | 2.00 | 57.20
406 | TOTAL |  |  |  |  | 969.11 W
406 | Add 1 % Water charges on "W" |  |  |  |  | 9.69
406 | TOTAL |  |  |  |  | 978.80 | X
406 |  | Add GST on "X" (multiplying factor
406 |  | 0.1405) 137.52
406 | TOTAL |  |  |  |  | 1116.32 | Y
406 | Add 15% CPOH on "Y" |  |  |  |  | 167.45
406 | TOTAL |  |  |  |  | 1283.77 | Z
406 | Add Cess @ 1% on "Z" |  |  |  |  | 12.84
406 | Cost of 10.00 sqm |  |  |  |  | 1296.61
406 | Cost of 1.00 sqm |  |  |  |  | 129.66
406 | Say |  |  |  |  | 129.65
406 | 8.20 | Providing and fixing dry cladding upto 10 metre heights with 30mm thick gang saw cut stone with (machine cut edges) of uniform colour and size upto 1mx1m, fixed to structural steel frame work and/ or with the help of cramps, pins etc. and sealing the joints with approved weather sealant as per Architectural drawing and direction of Engineer-in-charge. (The steel frame work, stainless steel cramps and pins etc. shall be paid for separately).
407 | 8.20.1 | Red sand stone - 30mm thick gang saw cut stone Details of cost for 1 sqm. MATERIAL Red sand stone = 1.00sqm. Add 5% wastage = 0.05sqm. Total = 1.05 sqm
407 | 8683 | Red sand stone gang saw cut 30 mm thick | sqm | 1.05 | 425.00 | 446.25
407 | 2216 | Carriage of Stone blocks white & red sand stone & kota stone slab @ 2.30kg/cudm | tonne | 0.072 | 92.24 | 6.64
407 |  | Fixing Charges
407 |  | LABOUR
407 | 0125 | Mason (for plain stone work) 2nd class | day | 0.448 | 679.00 | 304.19
407 | 0100 | Bandhani | day | 0.336 | 617.00 | 207.31
407 | 0114 | Beldar | day | 0.336 | 558.00 | 187.49
407 | 0115 | Coolie | day | 0.336 | 558.00 | 187.49
407 | 1237 | Cutting marble or sand stone slab up to 50 mm thick by mechanical device | metre | 4.00 | 10.00 | 40.00
407 | 9999 | Scaffolding | L.S. | 19.76 | 2.00 | 39.52
407 | 9999 | Fixing including weather sealant and removing | L.S. | 51.10 | 2.00 | 102.20
407 | 9999 | Silicon gun/ pump etc. | L.S. | 68.25 | 2.00 | 136.50
407 | TOTAL |  |  |  |  | 1657.59 W
407 | Add 1 % Water charges on "W" |  |  |  |  | 16.58
407 | TOTAL |  |  |  |  | 1674.17 | X
407 |  | Add GST on "X" (multiplying factor
407 |  | 0.1405) 235.22
407 | TOTAL |  |  |  |  | 1909.39 | Y
407 | Add 15% CPOH on "Y" |  |  |  |  | 286.41
407 | TOTAL |  |  |  |  | 2195.80 | Z
407 | Add Cess @ 1% on "Z" |  |  |  |  | 21.96
407 | Cost of 1 sqm |  |  |  |  | 2217.75
407 | Say |  |  |  |  | 2217.75
407 | 8.20.2 | White sand stone - 30mm thick gang saw cut stone Details of cost for 1 sqm. MATERIAL Red sand stone = 1.00sqm Add 5% wastage = 0.05sqm Total = 1.05 sqm
407 | 8684 | White sand stone gang saw cut 30 mm thick | sqm | 1.05 | 560.00 | 588.00
407 | 2216 | Carriage of Stone blocks white & red sand stone & kota stone slab @ 2.30kg/cudm | tonne | 0.072 | 92.24 | 6.64
407 |  | Fixing Charges
407 |  | LABOUR
407 | 0125 | Mason (for plain stone work) 2nd class | day | 0.448 | 679.00 | 304.19
407 | 0100 | Bandhani | day | 0.336 | 617.00 | 207.31
407 | 0114 | Beldar | day | 0.336 | 558.00 | 187.49
408 | 0115 | Coolie | day | 0.336 | 558.00 | 187.49
408 | 1237 | Cutting marble or sand stone slab up to 50 mm thick by mechanical device | metre | 4.00 | 10.00 | 40.00
408 | 9999 | Scaffolding | L.S. | 19.76 | 2.00 | 39.52
408 | 9999 | Fixing including weather sealant and removing | L.S. | 51.10 | 2.00 | 102.20
408 | 9999 | Silicon gun/ pump etc. | L.S. | 68.25 | 2.00 | 136.50
408 | TOTAL |  |  |  |  | 1799.34 W
408 | Add 1 % Water charges on "W" |  |  |  |  | 17.99
408 | TOTAL |  |  |  |  | 1817.33 | X
408 |  | Add GST on "X" (multiplying factor
408 |  | 0.1405) 255.34
408 | TOTAL |  |  |  |  | 2072.67 | Y
408 | Add 15% CPOH on "Y" |  |  |  |  | 310.90
408 | TOTAL |  |  |  |  | 2383.57 | Z
408 | Add Cess @ 1% on "Z" |  |  |  |  | 23.84
408 | Cost of 1 sqm |  |  |  |  | 2407.41
408 | Say |  |  |  |  | 2407.40
408 | 8.21 | Providing and fixing structural steel frame (for dry cladding with 30 mm thick gang saw cut with machine cut edges sand stone) on walls at all heights using M.S. square/ rectangular tube in the required pattern as per architectural drawing, including cost of cutting, bending, welding etc. The frame work shall be fixed to the wall with the help of M.S. brackets/ lugs of angle iron/ flats etc. which shall be welded to the frame and embedded in brick wall with cement concrete block 1:2:4 (1 cement :2 coarse sand :4 graded stone aggregate 20 mm nominal size) of size 300x230x300 mm, including cost of necessary centring and shuttering and with approved expansion hold fasteners on CC/RCC surface, including drilling necessary holes. Approved cramps/ pins etc. shall be welded to the frame work to support stone cladding, the steel work will be given a priming coat of Zinc primer as approved by Engineer-in-charge and painted with two or more coats of epoxy paint (Shop drawings shall be submitted by the contractor to the Engineer- in-charge for approval before execution). The frame work shall be fixed in true horizontal & vertical lines/planes. (Only structural steel frame work shall be measured for the purpose of payment, stainless steel cramps shall be paid for separately and nothing extra shall be paid). Details of cost for 100.78 kg. M.S. tube 50x25x18mm Vertical 4.0x3.0 mtr = 12.00 Vertical 4.0x3.0x0.93 =11.16 m Total = 23.16 mtr Add 10% wastage = 2.32 m
408 | Total |  |  |  |  | 25.48mtr @ 2.02 kg/m = 51.47 kg
409 | 4009 | Mild steel tubes hot finished welded type | kilogram | 51.47 | 57.00 | 2933.79
409 |  | Angle iron 50x50x6mm
409 |  | 16x0.60=9.60
409 |  | 16x0.15=2.40
409 |  | Total=12.00
409 |  | Add 10% wastage = 1.20m
409 |  | Total=13.20m @4.50kg/m=59.40kg
409 |  | or 0.594 q
409 | 1007 | Structurals such as tees, angles channels and R.S. joists | quintal | 0.594 | 4600.00 | 2732.40
409 |  | Cement concrete 1:2:4 =
409 |  | 16x0.30x0.23x0.30=0.331 cum
409 | 4.1.3 | Rate as per item no. 4.1.3 of
409 | SH : concrete work | cum | 0.331 | 6788.60 | 2247.03 | A
409 |  | Making holes in brick work=16nos.
409 |  | LABOUR
409 | 0123 | Mason (brick layer) 1st class | day | 0.26 | 738.00 | 191.88
409 | 0124 | Mason (brick layer) 2nd class | day | 0.26 | 679.00 | 176.54
409 | 0114 | Beldar | day | 2.00 | 558.00 | 1116.00
409 |  | Welding for frame welding
409 |  | 16x(2.5+5+2.5+5) = 240 cm
409 |  | For hold fast 16x20cm = 320cm
409 |  | Total = 560cm
409 | 1215 | Welding by electric plant | cm | 560.00 | 2.00 | 1120.00
409 |  | LABOUR
409 | 0102 | Blacksmith 1st class | day | 1.34 | 738.00 | 652.58
409 | 0100 | Bandhani | day | 0.67 | 617.00 | 272.69
409 | 0114 | Beldar | day | 4.92 | 558.00 | 1810.56
409 | 9999 | Sundries | L.S. | 80.73 | 2.00 | 139.66
409 |  | Painting with epoxy paint over and
409 |  | including
409 |  | priming coat area 22.80x0.15 = 3.42
409 |  | 12x0.2 = 2.40
409 |  | Total = 5.82sqm
409 | 13.52.1 | Rate as per Item no. 13.52.1 of
409 | SH: Finishing | sqm | 5.82 | 189.75 | 1104.35 | A
409 | 9999 | For labour scaffocaling etc | L.S. | 80.73 | 2.00 | 161.46
409 | TOTAL |  |  |  |  | 14658.93 W
409 | Add 1 % Water charges on "W-A" |  |  |  |  | 113.08
409 | TOTAL |  |  |  |  | 14772.01 | X
409 |  | Add GST on "X-A" (multiplying factor
409 |  | 0.1405) 1604.60
409 | TOTAL |  |  |  |  | 16376.61 | Y
409 | Add 15% CPOH on "Y-A" |  |  |  |  | 1953.79
409 | TOTAL |  |  |  |  | 18330.39 | Z
409 | Add Cess @ 1% on "Z-A" |  |  |  |  | 149.79
409 |  | Cost for 100.78 kg 18480.18
409 |  | Cost for 1 kg 183.37
409 | Say |  |  |  |  | 183.35
410 | 8.22 | Providing and fixing adjustable stainless steel cramps of approved quality, required shape and size, adjustable with stainless steel nuts, bolts and washer (total weight not less than 260 gms), for dry stone cladding fixed on frame work at suitable location, including making necessary recesses in stone slab, drilling required holes etc complete as per direction of the Engineer-in-charge. Details of cost for 10 Nos.
410 | 8698 | Stainless steel cramps (weight 260 grams) with nuts, bolts and washer for dry stone cladding | each | 10.00 | 100.00 | 1000.00
410 |  | LABOUR
410 |  | For making holes, recesses etc. and
410 |  | fixing of stainless steel cramps.
410 | 0103 | Blacksmith 2nd class | day | 0.10 | 679.00 | 67.90
410 | 0124 | Mason (brick layer) 2nd class | day | 1.00 | 679.00 | 679.00
410 | 0114 | Beldar | day | 1.10 | 558.00 | 613.80
410 | 9999 | Scaffolding, hire charges of drill machine etc. | L.S. | 20.8 | 2.00 | 41.60
410 | 9999 | Sundries | L.S. | 20.8 | 2.00 | 41.60
410 | TOTAL |  |  |  |  | 2443.90 W
410 | Add 1 % Water charges on "W" |  |  |  |  | 24.44
410 | TOTAL |  |  |  |  | 2468.34 | X
410 |  | Add GST on "X" (multiplying factor
410 |  | 0.1405) 346.80
410 | TOTAL |  |  |  |  | 2815.14 | Y
410 | Add 15% CPOH on "Y" |  |  |  |  | 422.27
410 | TOTAL |  |  |  |  | 3237.41 | Z
410 | Add Cess @ 1% on "Z" |  |  |  |  | 32.37
410 |  | Cost for 10 Nos. 3269.79
410 |  | Cost for 1 Nos. 326.98
410 | Say |  |  |  |  | 327.00
410 | 8.23 | Providing 50x50x50 mm 2nd class teak wood plugs including cutting brick work and fixing in cement mortar 1:3 (1 cement : 3 fine sand) and making good the walls etc. Details of cost for 100 Nos. MATERIAL Teak wood (2nd class) 100x(50x50x50)mm = 0.0125cum Add wastage @ 10% = 0.0013 cum. Total = 0.0138 cum. Say 14 cudm.
410 | 1189 | Second class teak wood in scantling | 10 cudm | 1.40 | 776.00 | 1086.40
410 | 2204 | Carriage of Timber | cum | 0.014 | 118.59 | 1.66
410 |  | Cement mortar 1 : 3
410 |  | (1 cement : 3 fine sand)
410 | 3.3 | Rate as per Item Number 3.3 of SH: Mortars | cum | 0.002 | 4183.05 | 8.37
410 |  | LABOUR
410 | 0112 | Carpenter 2nd class | day | 0.75 | 679.00 | 509.25
410 | 0124 | Mason (brick layer) 2nd class | day | 0.75 | 679.00 | 509.25
411 | 0114 | Beldar | day | 0.75 | 558.00 | 418.50
411 | TOTAL |  |  |  |  | 2533.43 | W
411 | Add 1 % Water charges on "W" |  |  |  |  | 25.33
411 | TOTAL |  |  |  |  | 2558.76 | X
411 |  | Add GST on "X" (multiplying factor
411 |  | 0.1405) 359.51
411 | TOTAL |  |  |  |  | 2918.27 | Y
411 | Add 15% CPOH on "Y" |  |  |  |  | 437.74
411 | TOTAL |  |  |  |  | 3356.01 | Z
411 | Add Cess @ 1% on "Z" |  |  |  |  | 33.56
411 | Cost of 100 nos. |  |  |  |  | 3389.57
411 | Cost of 1 no. |  |  |  |  | 33.90
411 | Say |  |  |  |  | 33.90
411 | 8.24 | Providing and fixing expandable fasteners of specified size with necessary plastic sleeves and galvanised M.S. screws including drilling holes in masonry work / CC/ R.C.C. and making good etc. complete.
411 | 8.24.1 | 25 mm long Details of cost of 10 nos. MATERIAL
411 | 7312 | Expandable fastner with plastic sleeve and M.S. screws. 25 mm long | each | 10.00 | 10.00 | 100.00
411 | 9999 | Labour for drilling holes and making good etc. | L.S. | 20.80 | 2.00 | 41.60
411 | TOTAL |  |  |  |  | 141.60 W
411 | Add 1 % Water charges on "W" |  |  |  |  | 1.42
411 | TOTAL |  |  |  |  | 143.02 | X
411 |  | Add GST on "X" (multiplying factor
411 |  | 0.1405) 20.09
411 | TOTAL |  |  |  |  | 163.11 | Y
411 | Add 15% CPOH on "Y" |  |  |  |  | 24.47
411 | TOTAL |  |  |  |  | 187.58 | Z
411 | Add Cess @ 1% on "Z" |  |  |  |  | 1.88
411 | Cost of 10 nos. |  |  |  |  | 189.45
411 | Cost of 1 no. |  |  |  |  | 18.95
411 | Say |  |  |  |  | 18.95
411 | 8.24.2 | 32 mm long Details of cost of 10 nos. MATERIAL
411 | 7313 | Expandable fastner with plastic sleeve and M.S. screws. 32 mm long | each | 10.00 | 10.00 | 100.00
412 | 9999 | Labour for drilling holes and making good etc. | L.S. | 26.00 | 2.00 | 52.00
412 | TOTAL |  |  |  |  | 152.00 W
412 | Add 1 % Water charges on "W" |  |  |  |  | 1.52
412 | TOTAL |  |  |  |  | 153.52 | X
412 |  | Add GST on "X" (multiplying factor
412 |  | 0.1405) 21.57
412 | TOTAL |  |  |  |  | 175.09 | Y
412 | Add 15% CPOH on "Y" |  |  |  |  | 26.26
412 | TOTAL |  |  |  |  | 201.35 | Z
412 | Add Cess @ 1% on "Z" |  |  |  |  | 2.01
412 | Cost of 10 nos. |  |  |  |  | 203.37
412 | Cost of 1 no. |  |  |  |  | 20.34
412 | Say |  |  |  |  | 20.35
412 | 8.24.3 | 40 mm long Details of cost of 10 nos. MATERIAL
412 | 7314 | Expandable fastner with plastic sleeve and M.S. screws. 40 mm long | each | 10.00 | 13.00 | 130.00
412 | 9999 | Labour for drilling holes and making good etc. | L.S. | 26.00 | 2.00 | 52.00
412 | TOTAL |  |  |  |  | 182.00 W
412 | Add 1 % Water charges on "W" |  |  |  |  | 1.82
412 | TOTAL |  |  |  |  | 183.82 | X
412 |  | Add GST on "X" (multiplying factor
412 |  | 0.1405) 25.83
412 | TOTAL |  |  |  |  | 209.65 | Y
412 | Add 15% CPOH on "Y" |  |  |  |  | 31.45
412 | TOTAL |  |  |  |  | 241.09 | Z
412 | Add Cess @ 1% on "Z" |  |  |  |  | 2.41
412 | Cost of 10 nos. |  |  |  |  | 243.50
412 | Cost of 1 no. |  |  |  |  | 24.35
412 | Say |  |  |  |  | 24.35
412 | 8.24.4 | 50 mm long Details of cost of 10 nos. MATERIAL
412 | 7315 | Expandable fastner with plastic sleeve and M.S. screws. 50 mm long | each | 10.00 | 14.00 | 140.00
413 | 9999 | Labour for drilling holes and making good etc. | L.S. | 26.00 | 2.00 | 52.00
413 | TOTAL |  |  |  |  | 192.00 W
413 | Add 1 % Water charges on "W" |  |  |  |  | 1.92
413 | TOTAL |  |  |  |  | 193.92 | X
413 |  | Add GST on "X" (multiplying factor
413 |  | 0.1405) 27.25
413 | TOTAL |  |  |  |  | 221.17 | Y
413 | Add 15% CPOH on "Y" |  |  |  |  | 33.17
413 | TOTAL |  |  |  |  | 254.34 | Z
413 | Add Cess @ 1% on "Z" |  |  |  |  | 2.54
413 | Cost of 10 nos. |  |  |  |  | 256.88
413 | Cost of 1 no. |  |  |  |  | 25.69
413 | Say |  |  |  |  | 25.70
413 | 8.25 | Providing and fixing 2nd class teak wood plain lining tongued and grooved, including wooden plugs complete with necessary screws and priming coat on unexposed surface.
413 | 8.25.1 | 40 mm thick Details of cost of 10 sqm MATERIAL Teak wood (2nd class) 10x0.04m = 0.40cum+ Add wastage @ 10% = 0.04 cum. Total = 0.44 cum. Say 440 cudm.
413 | 1190 | Second class teak wood in planks | 10 cudm | 44.00 | 791.00 | 34804.00
413 | 1231 | Extra for selected planks of second class teakwood | 10 cudm | 44.00 | 150.00 | 6600.00
413 |  | Second class teak wood plugs
413 |  | including cutting brick work and
413 |  | fixing in cement mortar 1:3 (1
413 |  | cement : 3 fine sand)
413 | 9.32 | Rate as per item no 9.32 of
413 | SH : Wood work and PVC work | each | 55.00 | 33.90 | 1864.50 | A
413 |  | Priming coat
413 | 13.50.1 | Rate as per item no 13.50.1 of
413 | SH : Finishing | sqm | 10.00 | 57.05 | 570.50 | A
413 | 2204 | Carriage of Timber | cum | 0.44 | 118.59 | 52.18
413 |  | LABOUR
413 |  | For planning and fixing
413 | 0111 | Carpenter 1st class | day | 2.15 | 738.00 | 1586.70
413 | 0114 | Beldar | day | 1.62 | 558.00 | 903.96
414 | 9999 | Sundries & screws etc. | L.S. | 53.82 | 2.00 | 107.64
414 | TOTAL |  |  |  |  | 46489.48 W
414 | Add 1 % Water charges on "W-A" |  |  |  |  | 440.54
414 | TOTAL |  |  |  |  | 46930.02 | X
414 |  | Add GST on "X-A" (multiplying
414 |  | factor 0.1405) 6251.55
414 | TOTAL |  |  |  |  | 53181.58 | Y
414 | Add 15% CPOH on "Y-A" |  |  |  |  | 7611.99
414 | TOTAL |  |  |  |  | 60793.56 | Z
414 | Add Cess @ 1% on "Z-A" |  |  |  |  | 583.59
414 | Cost of 10 sqm. |  |  |  |  | 61377.15
414 | Cost of 1 sqm. |  |  |  |  | 6137.71
414 | Say |  |  |  |  | 6137.70
414 | 8.25.2 | 25 mm thick Details of cost of 10 sqm MATERIAL Teak wood 2nd class 10x0.25 = 0.25cum+ Add wastage @ 10% = 0.025 cum. Total = 0.275 cum. Say 275 cudm.
414 | 1190 | Second class teak wood in planks | 10 cudm | 27.50 | 791.00 | 21752.50
414 | 1231 | Extra for selected planks of second class teakwood | 10 cudm | 27.50 | 150.00 | 4125.00
414 | 2204 | Carriage of Timber | cum | 0.275 | 118.59 | 32.61
414 |  | Second class teak wood plugs
414 |  | including cutting brick work and
414 |  | fixing in cement mortar 1:3 (1
414 |  | cement : 3 fine sand)
414 | 9.32 | Rate as per item no 9.32 of
414 | SH : Wood work | each | 55.00 | 33.90 | 1864.50 | A
414 |  | Priming coat
414 | 13.50.1 | Rate as per item no 13.50.1 of
414 | SH : Finishing | sqm | 10.00 | 57.05 | 570.50 | A
414 |  | LABOUR
414 | 0111 | Carpenter 1st class | day | 2.15 | 738.00 | 1586.70
414 | 0114 | Beldar | day | 1.62 | 558.00 | 903.96
414 | 9999 | Sundries & screws etc. | L.S. | 53.82 | 2.00 | 107.64
414 | TOTAL |  |  |  |  | 30943.41 W
414 | Add 1 % Water charges on "W-A" |  |  |  |  | 285.08
414 | TOTAL |  |  |  |  | 31228.50 | X
414 |  | Add GST on "X-A" (multiplying factor
414 |  | 0.1405) 4045.49
414 | TOTAL |  |  |  |  | 35273.98 | Y
414 | Add 15% CPOH on "Y-A" |  |  |  |  | 4925.85
414 | TOTAL |  |  |  |  | 40199.83 | Z
414 | Add Cess @ 1% on "Z-A" |  |  |  |  | 377.65
414 | Cost of 10 sqm. |  |  |  |  | 40577.48
414 | Cost of 1 sqm. |  |  |  |  | 4057.75
414 | Say |  |  |  |  | 4057.75
415 | 8.25.3 | 20 mm thick Details of cost of 10 sqm MATERIAL Teak wood (2nd class) 10x0.02m = 0.20cum.+ Add wastage @ 10% = 0.02 cum. Total = 0.22 cum. Say 220 cudm.
415 | 1190 | Second class teak wood in planks | 10 cudm | 22.00 | 791.00 | 17402.00
415 | 1231 | Extra for selected planks of second class teakwood | 10 cudm | 22.00 | 150.00 | 3300.00
415 | 2204 | Carriage of Timber | cum | 0.22 | 118.59 | 26.09
415 |  | Second class teak wood plugs
415 |  | including cutting brick work and
415 |  | fixing in cement mortar 1:3 (1
415 |  | cement : 3 fine sand)
415 | 9.32 | Rate as per item no 9.32 of
415 | SH : Wood work | each | 55.00 | 33.90 | 1864.50 | A
415 |  | Priming coat
415 | 13.50.1 | Rate as per item no 13.50.1 of
415 | SH : Finishing | sqm | 10.00 | 57.05 | 570.50 | A
415 |  | LABOUR
415 | 0111 | Carpenter 1st class | day | 1.08 | 738.00 | 797.04
415 | 0112 | Carpenter 2nd class | day | 0.80 | 679.00 | 543.20
415 | 0114 | Beldar | day | 1.08 | 558.00 | 602.64
415 | 9999 | Sundries & screws etc. | L.S. | 53.82 | 2.00 | 107.64
415 | TOTAL |  |  |  |  | 25213.61 W
415 | Add 1 % Water charges on "W-A" |  |  |  |  | 227.79
415 | TOTAL |  |  |  |  | 25441.40 | X
415 |  | Add GST on "X-A" (multiplying factor
415 |  | 0.1405) 3232.40
415 | TOTAL |  |  |  |  | 28673.79 | Y
415 | Add 15% CPOH on "Y-A" |  |  |  |  | 3935.82
415 | TOTAL |  |  |  |  | 32609.61 | Z
415 | Add Cess @ 1% on "Z-A" |  |  |  |  | 301.75
415 | Cost of 10 sqm. |  |  |  |  | 32911.36
415 | Cost of 1 sqm. |  |  |  |  | 3291.14
415 | Say |  |  |  |  | 3291.15
415 | 8.25.4 | 12 mm thick Details of cost of 10 sqm Wood- Second class teak wood 10x0.012 = 0.12 cum+ Add wastage @ 10% = 0.012 cum. Total = 0.132 cum. Say 132 cudm.
415 | 1190 | Second class teak wood in planks | 10 cudm | 13.20 | 791.00 | 10441.20
415 | 1231 | Extra for selected planks of second class teakwood | 10 cudm | 13.20 | 150.00 | 1980.00
416 | 2204 | Carriage of Timber | cum | 0.132 | 118.59 | 15.65
416 |  | Second class teak wood plugs
416 |  | including cutting brick work and
416 |  | fixing in cement mortar 1:3 (1
416 |  | cement : 3 fine sand)
416 | 9.32 | Rate as per item no 9.32 of
416 | SH : Wood work | each | 55.00 | 33.90 | 1864.50 | A
416 |  | LABOUR
416 | 0111 | Carpenter 1st class | day | 1.08 | 738.00 | 797.04
416 | 0112 | Carpenter 2nd class | day | 0.80 | 679.00 | 543.20
416 | 0114 | Beldar | day | 1.08 | 558.00 | 602.64
416 |  | Priming coat
416 | 13.50.1 | Rate as per item no 13.50.1 of
416 | SH : Finishing | sqm | 10.00 | 57.05 | 570.50 | A
416 | 9999 | Sundries & screws etc. | L.S. | 53.82 | 2.00 | 107.64
416 | TOTAL |  |  |  |  | 16922.37 W
416 | Add 1 % Water charges on "W-A" |  |  |  |  | 144.87
416 | TOTAL |  |  |  |  | 17067.25 | X
416 |  | Add GST on "X-A" (multiplying factor
416 |  | 0.1405) 2055.83
416 | TOTAL |  |  |  |  | 19123.08 | Y
416 | Add 15% CPOH on "Y-A" |  |  |  |  | 2503.21
416 | TOTAL |  |  |  |  | 21626.29 | Z
416 | Add Cess @ 1% on "Z-A" |  |  |  |  | 191.91
416 | Cost of 10 sqm. |  |  |  |  | 21818.20
416 | Cost of 1 sqm. |  |  |  |  | 2181.82
416 | Say |  |  |  |  | 2181.80
416 | 8.26 | Providing and fixing in wall lining flat pressed three layer (medium density) particle board or graded wood Pre-laminated one side decorative lamination and other side balancing lamination Grade I, Type II, IS : 12823 marked, including priming coat on unexposed arrangement and screws etc. complete :
416 | 8.26.1 | 12 mm thick Details of cost for 10 sqm. MATERIAL Particle board (three layer medium density) 12mm thick = 10 sqm. Add wastage @ 10% = 1 sqm. Total = 11 sqm.
416 | 7477 | Prelaminated particle board with one side decorative and other side balancing lamination, flat pressed 3 layer & graded (medium density) Grade I, Type II conforming to IS : 12823 (exterior grade) 12 mm thick | sqm | 11.00 | 540.00 | 5940.00
416 | 9977 | Carriage of particle board | L.S. | 13.52 | 2.00 | 27.04
416 | 9999 | Sundries and screws | L.S. | 26.91 | 2.00 | 53.82
416 |  | Priming coat
416 | 13.50.1 | Rate as per item no 13.50.1 of
416 | SH : Finishing | sqm | 10.00 | 57.05 | 570.50 | A
417 |  | LABOUR
417 | 0112 | Carpenter 2nd class | day | 1.28 | 679.00 | 869.12
417 | 0114 | Beldar | day | 1.43 | 558.00 | 797.94
417 | 7048 | Rawl plug 50 mm (designation 10 no.) | each | 55.00 | 25.00 | 1375.00
417 | TOTAL |  |  |  |  | 9633.42 | W
417 | Add 1 % Water charges on "W-A" |  |  |  |  | 90.63
417 | TOTAL |  |  |  |  | 9724.05 | X
417 |  | Add GST on "X-A" (multiplying factor
417 |  | 0.1405) 1286.07
417 | TOTAL |  |  |  |  | 11010.12 | Y
417 | Add 15% CPOH on "Y-A" |  |  |  |  | 1565.94
417 | TOTAL |  |  |  |  | 12576.07 | Z
417 | Add Cess @ 1% on "Z-A" |  |  |  |  | 120.06
417 | Cost of 10 sqm. |  |  |  |  | 12696.12
417 | Cost of 1 sqm. |  |  |  |  | 1269.61
417 | Say |  |  |  |  | 1269.60
417 | 8.26.2 | 18 mm thick Details of cost for 10 sqm. MATERIAL Particle board (three layer medium density) 18 mm thick = 10 sqm. Add wastage @ 10% = 1 sqm. Total = 11 sqm.
417 | 7478 | Prelaminated particle board with one side decorative and other side balancing lamination, flat pressed 3 layer & graded (medium density) Grade I, Type II conforming to IS : 12823 (exterior grade) 18 mm thick | sqm | 11.00 | 650.00 | 7150.00
417 | 9977 | Carriage of particle board | L.S. | 13.52 | 2.00 | 27.04
417 | 9999 | Sundries and screws | L.S. | 26.91 | 2.00 | 53.82
417 |  | Priming coat
417 | 13.50.1 | Rate as per item no 13.50.1 of
417 | SH : Finishing | sqm | 10.00 | 57.05 | 570.50 | A
417 |  | LABOUR
417 | 0112 | Carpenter 2nd class | day | 1.28 | 679.00 | 869.12
417 | 0114 | Beldar | day | 1.43 | 558.00 | 797.94
417 | 7048 | Rawl plug 50 mm (designation 10 no.) | each | 55.00 | 25.00 | 1375.00
417 | TOTAL |  |  |  |  | 10843.42 | W
417 | Add 1 % Water charges on "W-A" |  |  |  |  | 102.73
417 | TOTAL |  |  |  |  | 10946.15 | X
417 |  | Add GST on "X-A" (multiplying factor
417 |  | 0.1405) 1457.78
417 | TOTAL |  |  |  |  | 12403.93 | Y
417 | Add 15% CPOH on "Y-A" |  |  |  |  | 1775.01
417 | TOTAL |  |  |  |  | 14178.94 | Z
417 | Add Cess @ 1% on "Z-A" |  |  |  |  | 136.08
417 | Cost of 10 sqm. |  |  |  |  | 14315.03
417 | Cost of 1 sqm. |  |  |  |  | 1431.50
417 | Say |  |  |  |  | 1431.50
418 | 8.26.3 | 25 mm thick Details of cost for 10 sqm. MATERIAL Particle board (three layer medium density) 25 mm thick = 10 sqm. Add wastage @ 10% = 1 sqm. Total = 11 sqm.
418 | 7479 | Prelaminated particle board with one side decorative and other side balancing lamination, flat pressed 3 layer & graded (medium density) Grade I, Type II conforming to IS : 12823 (exterior grade) 25 mm thick | sqm | 11.00 | 900.00 | 9900.00
418 | 9977 | Carriage of particle board | L.S. | 13.52 | 2.00 | 27.04
418 | 9999 | Sundries and screws etc | L.S. | 26.91 | 2.00 | 53.82
418 |  | Priming coat
418 | 13.50.1 | Rate as per item no 13.50.1 of
418 | SH : Finishing | sqm | 10.00 | 57.05 | 570.50 | A
418 |  | LABOUR
418 | 0112 | Carpenter 2nd class | day | 1.28 | 679.00 | 869.12
418 | 0114 | Beldar | day | 1.43 | 558.00 | 797.94
418 | 7048 | Rawl plug 50 mm (designation 10 no.) | each | 55.00 | 25.00 | 1375.00
418 | TOTAL |  |  |  |  | 13593.42 | W
418 | Add 1 % Water charges on "W-A" |  |  |  |  | 130.23
418 | TOTAL |  |  |  |  | 13723.65 | X
418 |  | Add GST on "X-A" (multiplying factor
418 |  | 0.1405) 1848.02
418 | TOTAL |  |  |  |  | 15571.67 | Y
418 | Add 15% CPOH on "Y-A" |  |  |  |  | 2250.17
418 | TOTAL |  |  |  |  | 17821.84 | Z
418 | Add Cess @ 1% on "Z-A" |  |  |  |  | 172.51
418 | Cost of 10 sqm. |  |  |  |  | 17994.36
418 | Cost of 1 sqm. |  |  |  |  | 1799.44
418 | Say |  |  |  |  | 1799.45
418 | 8.27 | Providing and fixing specified wood frame work consisting of battens 50x25mm fixed with rawl plug and drilling necessary holes for rawl plug etc. including priming coat complete.
418 | 8.27.1 | Kiln seasoned and chemically treated hollock wood Details of cost for 5 no. battens of size 500cmx50mmx25mm = 31.25 cudm MATERIAL Hollock wood- 5x5.00x0.50x0.025 = 0.03125 cum Add wastage @ 5% = 0.00156 cum. Total = 0.03281 cum Say 33 cudm.
418 | 2505 | Hollock wood in planks | 10 cudm | 3.30 | 390.00 | 1287.00
418 | 2204 | Carriage of Timber | cum | 0.033 | 118.59 | 3.91
419 |  | LABOUR
419 | 0111 | Carpenter 1st class | day | 1.00 | 738.00 | 738.00
419 | 0114 | Beldar | day | 0.25 | 558.00 | 139.50
419 | 9999 | Sundries | L.S. | 6.76 | 2.00 | 13.52
419 |  | Painting with ready mixed priming
419 |  | coat on ground 5x500x15 cm =3.75
419 |  | sqm
419 | 13.50.1 | Rate as per item no 13.50.1 of
419 | SH : Finishing | sqm | 3.75 | 57.05 | 213.94 | A
419 | 7048 | Rawl plug 50 mm (designation 10 no.) | each | 55.00 | 25.00 | 1375.00
419 | 9999 | Labour for drilling holes, steel tape, sundries etc. | L.S. | 71.50 | 2.00 | 143.00
419 | TOTAL |  |  |  |  | 3913.87 W
419 | Add 1 % Water charges on "W-A" |  |  |  |  | 37.00
419 | TOTAL |  |  |  |  | 3950.87 | X
419 |  | Add GST on "X-A" (multiplying factor
419 |  | 0.1405) 525.04
419 | TOTAL |  |  |  |  | 4475.91 | Y
419 | Add 15% CPOH on "Y-A" |  |  |  |  | 639.30
419 | TOTAL |  |  |  |  | 5115.21 | Z
419 | Add Cess @ 1% on "Z-A" |  |  |  |  | 49.01
419 | Cost of 31.25 cudm. |  |  |  |  | 5164.22
419 | Cost of 1 cum. |  |  |  |  | 165255.04
419 | Say |  |  |  |  | 165255.05
419 | 8.28 | Providing and fixing plywood 4 mm thick, one side decorative veneer conforming to IS: 1328 (type-1), for plain lining / cladding with necessary screws, including priming coat on unexposed surface with :
419 | 8.28.1 | Decorative veneer facings of approved manufacture Details of cost for 10sqm. MATERIAL Teak ply wood = 10sqm. Add for wastage @ 20% = 2 sqm. Total = 12 sqm.
419 | 0759 | Decorative plywood 4 mm | sqm | 12.00 | 320.00 | 3840.00
419 | 9977 | Carriage of ply wood | L.S. | 5.46 | 2.00 | 10.92
419 |  | Second class teak wood plugs
419 |  | including cutting brick work and
419 |  | fixing in cement mortar 1:3 (1
419 |  | cement: 3 fine sand)
419 | 9.32 | Rate as per item no 9.32 of
419 | SH : Wood work | each | 55.00 | 33.90 | 1864.50 | A
419 |  | LABOUR
419 | 0111 | Carpenter 1st class | day | 3.80 | 738.00 | 2804.40
419 | 0114 | Beldar | day | 4.60 | 558.00 | 2566.80
419 | 0130 | Mistry | day | 0.60 | 738.00 | 442.80
419 | 9999 | 20mm nails without head for fixing ply | L.S. | 53.82 | 2.00 | 107.64
419 |  | Painting with ready mixed priming coat
420 | 13.50.1 | Rate as per item no 13.50.1 of
420 | SH : Finishing | sqm | 10.00 | 57.05 | 570.50 | A
420 | TOTAL |  |  |  |  | 12207.56 W
420 | Add 1 % Water charges on "W-A" |  |  |  |  | 97.73
420 | TOTAL |  |  |  |  | 12305.29 | X
420 |  | Add GST on "X-A" (multiplying factor
420 |  | 0.1405) 1386.78
420 | TOTAL |  |  |  |  | 13692.06 | Y
420 | Add 15% CPOH on "Y-A" |  |  |  |  | 1688.56
420 | TOTAL |  |  |  |  | 15380.62 | Z
420 | Add Cess @ 1% on "Z-A" |  |  |  |  | 129.46
420 | Cost of 10 sqm. |  |  |  |  | 15510.08
420 | Cost of 1 sqm. |  |  |  |  | 1551.01
420 | Say |  |  |  |  | 1551.00
420 | 8.29 | Providing and fixing 4mm thick coir veneer board, ISI marked IS : 14842, plain lining with necessary screws, priming coat on unexposed surface etc., complete. Details of cost for 10sqm. MATERIAL Coir veneered board 4mm thick = 10sqm. Add for wastage @ 20% = 2 sqm. Total = 12 sqm.
420 | 7552 | Coir veneered board 4mm thick | sqm | 12.00 | 290.00 | 3480.00
420 | 9977 | Carriage of Coir veneered board | L.S. | 5.46 | 2.00 | 10.92
420 |  | Second class teak wood plugs
420 |  | including cutting brick work and
420 |  | fixing in cement mortar 1:3 (1
420 |  | cement: 3 fine sand)
420 | 9.32 | Rate as per item no 9.32 of
420 | SH : Wood work | each | 55.00 | 33.90 | 1864.50 | A
420 |  | LABOUR
420 | 0111 | Carpenter 1st class | day | 3.80 | 738.00 | 2804.40
420 | 0114 | Beldar | day | 4.60 | 558.00 | 2566.80
420 | 0130 | Mistry | day | 0.60 | 738.00 | 442.80
420 | 9999 | 20mm nails without head for fixing ply | L.S. | 53.82 | 2.00 | 107.64
420 |  | Priming coat Painting with ready mixed
420 |  | priming coat
420 | 13.50.1 | Rate as per item no 13.50.1 of
420 | SH : Finishing | sqm | 10.00 | 57.05 | 570.50 | A
420 | TOTAL |  |  |  |  | 11847.56 W
420 | Add 1 % Water charges on "W-A" |  |  |  |  | 94.13
420 | TOTAL |  |  |  |  | 11941.69 | X
420 |  | Add GST on "X-A" (multiplying
420 |  | factor 0.1405) 1335.69
420 | TOTAL |  |  |  |  | 13277.37 | Y
420 | Add 15% CPOH on "Y-A" |  |  |  |  | 1626.36
420 | TOTAL |  |  |  |  | 14903.73 | Z
420 | Add Cess @ 1% on "Z-A" |  |  |  |  | 124.69
420 | Cost of 10 sqm. |  |  |  |  | 15028.42
420 | Cost of 1 sqm. |  |  |  |  | 1502.84
420 | Say |  |  |  |  | 1502.85
421 | 8.30 | Providing and fixing skirting with Pre-laminated (one side decorative and other side balancing lamination) flat pressed 3 layer or graded particle board (medium density) Grade I, Type II, IS :12823 marked, with necessary fixing arrangements and screws, including drilling necessary holes for rawl plugs etc. and priming coat on unexposed surface complete :
421 | 8.30.1 | 18 mm thick Details of cost for skirting 200mm wide and 30m long Area = 0.2x30= 6 sqm. Area = 0.2x30= 6 sqm. MATERIAL Teak shade prelaminated Particle board (three layer medium density) = 6.0 sqm.+ Add wastage @ 10% = 0.6sqm. Total = 6.6 sqm.
421 | 7478 | Prelaminated particle board with one side decorative and other side balancing lamination, flat pressed 3 layer & graded (medium density) Grade I, Type II conforming to IS : 12823 (exterior grade) 18 mm thick | sqm | 6.60 | 650.00 | 4290.00
421 | 9977 | Carriage of particle board | L.S. | 8.11 | 2.00 | 16.22
421 | 7048 | Rawl plug 50 mm (designation 10 no.) | each | 102.00 | 25.00 | 2550.00
421 | 9999 | Labour for drilling holes | L.S. | 130.00 | 2.00 | 260.00
421 |  | LABOUR
421 |  | For dressing and fixing particle board to
421 |  | skirting
421 | 0112 | Carpenter 2nd class | day | 0.77 | 679.00 | 522.83
421 | 0114 | Beldar | day | 0.86 | 558.00 | 479.88
421 | 9999 | Sundries (Screws, sand paper) | L.S. | 53.82 | 2.00 | 107.64
421 |  | Painting with ready mixed priming coat
421 |  | at back
421 | 13.50.1 | Rate as per item no 13.50.1 of
421 | SH : Finishing | sqm | 6.00 | 57.05 | 342.30 | A
421 | TOTAL |  |  |  |  | 8568.87 W
421 | Add 1 % Water charges on "W-A" |  |  |  |  | 82.27
421 | TOTAL |  |  |  |  | 8651.14 | X
421 |  | Add GST on "X-A" (multiplying factor
421 |  | 0.1405) 1167.39
421 | TOTAL |  |  |  |  | 9818.53 | Y
421 | Add 15% CPOH on "Y-A" |  |  |  |  | 1421.43
421 | TOTAL |  |  |  |  | 11239.96 | Z
421 | Add Cess @ 1% on "Z-A" |  |  |  |  | 108.98
421 | Cost of 6 sqm. |  |  |  |  | 11348.94
421 | Cost of 1 sqm. |  |  |  |  | 1891.49
421 | Say |  |  |  |  | 1891.50
421 | 8.30.2 | 25 mm thick Details of cost for skirting 200mm wide and 30m long Area = 0.2x30= 6 sqm. Area = 0.2x30= 6 sqm.
422 |  | MATERIAL
422 |  | Teak shade prelaminated Particle
422 |  | board (three layer medium density) =
422 |  | 6.0 sqm.+
422 |  | Add wastage @ 10% = 0.6sqm.
422 |  | Total = 6.6 sqm.
422 | 7479 | Prelaminated particle board with one side decorative and other side balancing lamination, flat pressed 3 layer & graded (medium density) Grade I, Type II conforming to IS : 12823 (exterior grade) 25 mm thick | sqm | 6.60 | 900.00 | 5940.00
422 | 9977 | Carriage of particle board | L.S. | 8.11 | 2.00 | 16.22
422 | 7048 | Rawl plug 50 mm (designation 10 no.) | each | 102.00 | 25.00 | 2550.00
422 | 9999 | Labour for drilling holes | L.S. | 130.00 | 2.00 | 260.00
422 |  | LABOUR
422 |  | For dressing and fixing particle board to
422 |  | skirting
422 | 0112 | Carpenter 2nd class | day | 0.77 | 679.00 | 522.83
422 | 0114 | Beldar | day | 0.86 | 558.00 | 479.88
422 | 9999 | Sundries (Screws, sand paper) | L.S. | 53.82 | 2.00 | 107.64
422 |  | Painting with ready mixed priming coat
422 |  | at back
422 | 13.50.1 | Rate as per item no 13.50.1 of
422 | SH : Finishing | sqm | 6.00 | 57.05 | 342.30 | A
422 | TOTAL |  |  |  |  | 10218.87 W
422 | Add 1 % Water charges on "W-A" |  |  |  |  | 98.77
422 | TOTAL |  |  |  |  | 10317.64 | X
422 |  | Add GST on "X-A" (multiplying factor
422 |  | 0.1405) 1401.53
422 | TOTAL |  |  |  |  | 11719.17 | Y
422 | Add 15% CPOH on "Y-A" |  |  |  |  | 1706.53
422 | TOTAL |  |  |  |  | 13425.70 | Z
422 | Add Cess @ 1% on "Z-A" |  |  |  |  | 130.83
422 | Cost of 6 sqm. |  |  |  |  | 13556.53
422 | Cost of 1 sqm. |  |  |  |  | 2259.42
422 | Say |  |  |  |  | 2259.40
422 | 8.31 | Providing and fixing Ist quality ceramic glazed wall tiles conforming to IS: 15622 (thickness to be specified by the manufacturer), of approved make, in all colours, shades except burgundy, bottle green, black of any size as approved by Engineer- in-Charge, in skirting, risers of steps and dados, over 12 mm thick bed of cement mortar 1:3 (1 cement : 3 coarse sand) and jointing with grey cement slurry @ 3.3kg per sqm, including pointing in white cement mixed with pigment of matching shade complete. Details of cost for 1 sqm MATERIAL Ceramic Glazed tiles = 1.000 sqm Add for wastage & breakage @ 2.5 % = 0.025 sqm Total = 1.025 sqm
423 | 7800 | Ceramic Glazed Tiles Ist quality minimum thickness 5mm in all colours shades and designs except burgundy, bottle green, black | Sq.m. | 1.025 | 212.00 | 217.30
423 | 9977 | Carriage of tiles | L.S. | 6.24 | 2.00 | 12.48
423 |  | 12 mm thick Cement mortar
423 |  | 1:3 (1 cement : 3 coarse sand)
423 | 3.8 | Rate as per Item Number 3.8 of SH: Mortars | cum | 0.014 | 4664.55 | 65.30
423 | 9999 | Mortar for pointing in white cement | L.S. | 40.43 | 2.00 | 80.86
423 |  | Cement for slurry over bed @ 3.3 kg
423 |  | per sqm
423 | 0367 | Portland Cement | tonne | 0.0033 | 4940.00 | 16.30
423 |  | LABOUR
423 | 0123 | Mason (brick layer) 1st class | day | 0.25 | 738.00 | 184.50
423 | 0115 | Coolie | day | 0.25 | 558.00 | 139.50
423 | 9988 | Sundries including carriage of cement etc | L.S. | 26.91 | 2.00 | 53.82
423 | TOTAL |  |  |  |  | 770.07 W
423 | Add 1 % Water charges on "W" |  |  |  |  | 7.70
423 | TOTAL |  |  |  |  | 777.77 | X
423 |  | Add GST on "X" (multiplying factor
423 |  | 0.1405) 109.28
423 | TOTAL |  |  |  |  | 887.04 | Y
423 | Add 15% CPOH on "Y" |  |  |  |  | 133.06
423 | TOTAL |  |  |  |  | 1020.10 | Z
423 | Add Cess @ 1% on "Z" |  |  |  |  | 10.20
423 |  | Cost for 1 sqm 1030.30
423 | Say |  |  |  |  | 1030.30
423 | 8.32 | Designing, fabricating, testing, installing and fixing in position Curtain Wall with Aluminium Composite Panel Cladding, with open grooves for linear as well as curvilinear portions of the building , for all heights and all levels etc. including: (a) Structural analysis & design and preparation of shop drawings for pressure equalisation or rain screen principle as required, proper drainage of water to make it watertight including checking of all the structural and functional design. (b) Providing, fabricating and supplying and fixing panels of aluminium composite panel cladding in pan shape in metalic colour of approved shades made out of 4mm thick aluminium composite panel material consisting of 3mm thick FR grade mineral core sandwiched between two Aluminium sheets (each 0.5mm thick). The aluminium composite panel cladding sheet shall be coil coated, with Kynar 500 based PVDF / Lumiflon based fluoropolymer resin coating of approved colour and shade on face # 1 and polymer (Service) coating on face # 2 as specified using stainless steel screws, nuts, bolts, washers, cleats, weather silicone sealant, backer rods etc. (c) The fastening brackets of Aluminium alloy 6005 T5 / MS with Hot Dip Galvanised with serrations and serrated washers to arrest the wind load movement, fasteners, SS 316 Pins and anchor bolts of approved make in SS 316, Nylon separators to prevent bi-metallic contacts all complete required to perform as per specification and drawing The item includes cost of all material & labour component, the cost of all mock ups at site, cost of all samples of the individual components for testing in an approved laboratory, field tests on the assembled working curtain wall with
424 |  | aluminium composite panel cladding, cleaning and protection of the curtain wall
424 |  | with aluminium composite panel cladding till the handing over of the building for
424 |  | occupation. Base frame work for ACP cladding is payable under the relevant
424 |  | aluminium item.s The Contractor shall provide curtain wall with aluminium
424 |  | composite panel cladding, having all the performance characteristics all complete,
424 |  | as per the Architectural drawings, as per item description, as specified, as per
424 |  | the approved shop drawings and as directed by the Engineer-in-Charge. However,
424 |  | for the purpose of payment, only the actual area on the external face of the curtain
424 |  | wall with Aluminum Composite Panel Cladding (including width of groove) shall
424 |  | be measured in sqm. up to two decimal places.
424 |  | Details of cost for 6.72 sqm
424 |  | Width of the unit 1.6 m
424 |  | Height of the unit 4.2 m
424 |  | Area of Single Unit 6.72 sqm
424 |  | Total Area 6.72 sqm
424 |  | No of Panels 1 no
424 |  | Area i/c wastage @ 5% = 7.06 sqm
424 |  | Details of cost for 6.72 sqm
424 |  | MATERIALS
424 | 2607 | Weather Sealant - Non Staining (600 ml) | each | 2.00 | 325.00 | 650.00
424 | 2608 | Weather Sealant - Normal (300 ml) | each | 2.00 | 98.00 | 196.00
424 | 2609 | MS Brackets/Aluminium Alloy Brackets | kg | 10.00 | 100.00 | 1000.00
424 | 2611 | EPDM Gasket in Kg (Above 60 g / m) | kg | 0.70 | 150.00 | 105.00
424 | 2612 | Anchor Fastner - M10 | each | 2.00 | 10.00 | 20.00
424 | 2613 | SS Bolt with washer of sizes for structural glazing / ACP Cladding | each | 2.00 | 35.00 | 70.00
424 | 2614 | SS Screws of sizes for structural glazing / ACP Cladding | each | 49.00 | 3.00 | 147.00
424 | 2615 | Protective Tape | metre | 7.00 | 20.00 | 140.00
424 | 2630 | Baker rod | metre | 5.00 | 5.00 | 25.00
424 | 2616 | GI flashing - 1.2 mm Thick | kg | 4.00 | 59.00 | 236.00
424 | 2631 | 4 mm thick ACP | sqm | 7.06 | 1100.00 | 7766.00
424 | 9999 | Sundries | L.S. | 451.00 | 2.00 | 902.00
424 | 9999 | Sundries (For Fabrication) | L.S. | 1895.30 | 2.00 | 3790.60
424 | 9999 | Sundries (For Installation) | L.S. | 1895.30 | 2.00 | 3790.60
424 | 9999 | Sundries (Scaffolding / Loading / Unloading) | L.S. | 602.25 | 2.00 | 1204.50
424 | 9999 | Sundries (Transporation) | L.S. | 473.83 | 2.00 | 947.66
424 | 9999 | Sundries (Designing charges etc.) | L.S. | 328.15 | 2.00 | 656.30
424 | TOTAL |  |  |  |  | 21646.66 W
424 | Add 1 % Water charges on "W" |  |  |  |  | 216.47
424 | TOTAL |  |  |  |  | 21863.13 | X
424 |  | Add GST on "X" (multiplying factor
424 |  | 0.1405) 3071.77
424 | TOTAL |  |  |  |  | 24934.90 | Y
424 | Add 15% CPOH on "Y" |  |  |  |  | 3740.23
424 | TOTAL |  |  |  |  | 28675.13 | Z
424 | Add Cess @ 1% on "Z" |  |  |  |  | 286.75
424 |  | Cost for 6.72 sqm 28961.88
424 |  | Cost for 1 sqm 4309.80
424 | Say |  |  |  |  | 4309.80

## 09_Wood_and_PVC_Work
PDF Page | Code / Item No | Description / Specification | Unit | Quantity | Rate (Rs) | Amount (Rs) | Tag / Remarks
426 |  | WOOD
426 |  | &
426 |  | PVC WORK
426 | 417
428 | 9.1 | Providing wood work in frames of doors, windows, clerestory windows and other frames, wrought framed and fixed in position with hold fast lugs or with dash fasteners of required dia & length (hold fast lugs or dash fastener shall be paid for separately).
428 | 9.1.1 | Second class teak wood Details of cost for Chowkhat of a door 206.75x117.5cm MATERIAL Superior class teakwood such as Dandeli Balarshah or Malabar 2x206.75x9.5x7.0cm =0.028cum+ 1x117.5x9.5x7.0cm = 0.008cum. = 0.036cum.+ Add for wastage @ 5% = 0.002cum. Grand Total = 0.038cum = 38 cudm
428 | 1189 | Second class teak wood in scantling | 10 cudm | 3.80 | 776.00 | 2948.80
428 | 2204 | Carriage of Timber | cum | 0.038 | 118.59 | 4.51
428 |  | LABOUR
428 | 0156 | Carpenter (average) | day | 0.72 | 709.00 | 510.48
428 | 0114 | Beldar | day | 0.07 | 558.00 | 39.06
428 | TOTAL |  |  |  |  | 3502.85 | W
428 | Add 1 % Water charges on "W" |  |  |  |  | 35.03
428 | TOTAL |  |  |  |  | 3537.87 X
428 |  | Add GST on "X" (multiplying factor
428 |  | 0.1405) 497.07
428 | TOTAL |  |  |  |  | 4034.95 Y
428 | Add 15% CPOH on "Y" |  |  |  |  | 605.24
428 | TOTAL |  |  |  |  | 4640.19 | Z
428 | Add Cess @ 1% on "Z" |  |  |  |  | 46.40
428 | Cost of 36 cudm. |  |  |  |  | 4686.59
428 |  | Cost per cum. 130183.06
428 | Say |  |  |  |  | 130183.05
428 | 9.1.2 | Sal wood Details of cost for Chowkhat of a door 206.75x117.5cm. MATERIAL Salwood 2x206.75x9.5x7.0cm =0.028cum+ 1x117.5x9.5x7.0cm = 0.008cum. = 0.036cum.+ Add for wastage @ 5% = 0.002cum. Grand Total = 0.038cum = 38cudm
428 | 1199 | Sal wood in scantling | 10 cudm | 3.80 | 600.00 | 2280.00
428 | 2204 | Carriage of Timber | cum | 0.038 | 118.59 | 4.51
428 |  | LABOUR
428 | 0156 | Carpenter (average) | day | 0.72 | 709.00 | 510.48
429 | 0114 | Beldar | day | 0.07 | 558.00 | 39.06
429 | TOTAL |  |  |  |  | 2834.05 W
429 | Add 1 % Water charges on "W" |  |  |  |  | 28.34
429 | TOTAL |  |  |  |  | 2862.39 X
429 |  | Add GST on "X" (multiplying factor
429 |  | 0.1405) 402.17
429 | TOTAL |  |  |  |  | 3264.55 Y
429 | Add 15% CPOH on "Y" |  |  |  |  | 489.68
429 | TOTAL |  |  |  |  | 3754.24 | Z
429 | Add Cess @ 1% on "Z" |  |  |  |  | 37.54
429 | Cost of 36 cudm. |  |  |  |  | 3791.78
429 |  | Cost per cum. 105327.22
429 | Say |  |  |  |  | 105327.20
429 | 9.1.3 | Kiln seasoned and chemically treated hollock wood Details of cost for Chowkhat of a door 206.75x117.5cm. MATERIAL Hollock wood 2x206.75x9.5x7.0cm =0.028cum+ 1x117.5x9.5x7.0cm = 0.008cum. = 0.036cum.+ Add for wastage @ 5% = 0.002cum. Grand Total = 0.038cum = 38cudm
429 | 2466 | Hollock wood in scantling | 10 cudm | 3.80 | 350.00 | 1330.00
429 | 2204 | Carriage of Timber | cum | 0.038 | 118.59 | 4.51
429 | 2504 | Kiln seasoning of timber | cum | 0.038 | 750.00 | 28.50
429 | 9999 | Chemical treatment | L.S. | 8.97 | 2.00 | 17.94
429 |  | LABOUR
429 | 0156 | Carpenter (average) | day | 0.72 | 709.00 | 510.48
429 | 0114 | Beldar | day | 0.07 | 558.00 | 39.06
429 | TOTAL |  |  |  |  | 1930.49 | W
429 | Add 1 % Water charges on "W" |  |  |  |  | 19.30
429 | TOTAL |  |  |  |  | 1949.79 X
429 |  | Add GST on "X" (multiplying factor
429 |  | 0.1405) 273.95
429 | TOTAL |  |  |  |  | 2223.74 Y
429 | Add 15% CPOH on "Y" |  |  |  |  | 333.56
429 | TOTAL |  |  |  |  | 2557.30 | Z
429 | Add Cess @ 1% on "Z" |  |  |  |  | 25.57
429 | Cost of 36 cudm.(finished work) |  |  |  |  | 2582.87
429 |  | Cost per cum. 71746.39
429 | Say |  |  |  |  | 71746.40
430 | 9.2 | Providing laminated veneer lumber conforming to IS:14616 and TAD -15: 2001 (Part B) in factory made frames of doors, windows, clerestory windows and other frames, wrought framed and fixing in position with hold fast lugs or with dash fasteners of required dia & length (hold fast lugs or dash fastener shall be paid for separately). Details of cost for Chowkhat of a door 206.75x117.5cm. MATERIAL Laminated veneer lumber including wastage @ 5% 2x206.75x9.5x7.0cm =0.028cum+ 1x117.5x9.5x7.0cm = 0.008cum. = 0.036cum.+ Add for wastage @ 5% = 0.002cum. Grand Total = 0.038cum = 38cudm
430 | 7157 | Laminated veneer lumber confirming to TADS 15:1995 manufactured in factory in frames of doors, windows | 10 cudm | 3.80 | 700.00 | 2660.00
430 | 2204 | Carriage of Timber | cum | 0.038 | 118.59 | 4.51
430 |  | LABOUR
430 | 0111 | Carpenter 1st class | day | 0.20 | 738.00 | 147.60
430 | 0112 | Carpenter 2nd class | day | 0.20 | 679.00 | 135.80
430 | 0114 | Beldar | day | 0.20 | 558.00 | 111.60
430 | TOTAL |  |  |  |  | 3059.51 W
430 | Add 1 % Water charges on "W" |  |  |  |  | 30.60
430 | TOTAL |  |  |  |  | 3090.10 X
430 |  | Add GST on "X" (multiplying factor
430 |  | 0.1405) 434.16
430 | TOTAL |  |  |  |  | 3524.26 Y
430 | Add 15% CPOH on "Y" |  |  |  |  | 528.64
430 | TOTAL |  |  |  |  | 4052.90 | Z
430 | Add Cess @ 1% on "Z" |  |  |  |  | 40.53
430 | Cost of 36 cudm |  |  |  |  | 4093.43
430 | Cost of 1 cum |  |  |  |  | 113706.39
430 | Say |  |  |  |  | 113706.40
430 | 9.3 | Providing wood work in frames of false ceiling, partitions etc. sawn and fixed in position with necessary stainless steel screws etc.
430 | 9.3.1 | Sal wood Details of cost for ceiling for a room 3x3m MATERIAL Salwood = 6x3.30x(50/1000)x (125/1000)=0.1238 cum. + Cross battens 60mm centre to center 38x50mm. 6x3x(38/1000)x50/1000)=0.0342 cum. = 0.1580 cum.+ Add for wastage @ 5% = 0.0079 cum. = 0.1659 cum. say 166 cudm.
431 | 1199 | Sal wood in scantling | 10 cudm | 16.60 | 600.00 | 9960.00
431 | 2204 | Carriage of Timber | cum | 0.166 | 118.59 | 19.69
431 |  | LABOUR
431 | 0112 | Carpenter 2nd class | day | 1.00 | 679.00 | 679.00
431 | 0114 | Beldar | day | 1.00 | 558.00 | 558.00
431 | 9999 | Sundries screws etc. | L.S. | 53.82 | 2.00 | 107.64
431 | TOTAL |  |  |  |  | 11324.33 W
431 | Add 1 % Water charges on "W" |  |  |  |  | 113.24
431 | TOTAL |  |  |  |  | 11437.57 X
431 |  | Add GST on "X" (multiplying factor
431 |  | 0.1405) 1606.98
431 | TOTAL |  |  |  |  | 13044.55 Y
431 | Add 15% CPOH on "Y" |  |  |  |  | 1956.68
431 | TOTAL |  |  |  |  | 15001.23 | Z
431 | Add Cess @ 1% on "Z" |  |  |  |  | 150.01
431 | Cost of 158 cudm. |  |  |  |  | 15151.24
431 |  | Cost per cum. 95893.92
431 | Say |  |  |  |  | 95893.90
431 | 9.3.2 | Kiln seasoned and chemically treated hollock wood Details of cost for ceiling for a room 3x3m MATERIAL Hollock wood = 6x3.30x(50/1000)x (125/1000)=0.1238 cum. + Cross battens 60mm centre to center 38x50mm. 6x3x(38/1000)x50/1000)=0.0342 cum. = 0.1580 cum.+ Add for wastage @ 5% = 0.0079 cum. = 0.1659 cum. say 166 cudm.
431 | 2466 | Hollock wood in scantling | 10 cudm | 16.60 | 350.00 | 5810.00
431 | 2204 | Carriage of Timber | cum | 0.166 | 118.59 | 19.69
431 | 2504 | Kiln seasoning of timber | cum | 0.166 | 750.00 | 124.50
431 | 9999 | Chemical treatment | L.S. | 18.20 | 2.00 | 36.40
431 |  | LABOUR
431 | 0112 | Carpenter 2nd class | day | 1.00 | 679.00 | 679.00
431 | 0114 | Beldar | day | 1.00 | 558.00 | 558.00
431 | 9999 | Sundries screws etc. | L.S. | 53.82 | 2.00 | 107.64
431 | TOTAL |  |  |  |  | 7335.23 W
431 | Add 1 % Water charges on "W" |  |  |  |  | 73.35
431 | TOTAL |  |  |  |  | 7408.58 X
431 |  | Add GST on "X" (multiplying factor
431 |  | 0.1405) 1040.91
431 | TOTAL |  |  |  |  | 8449.48 Y
431 | Add 15% CPOH on "Y" |  |  |  |  | 1267.42
431 | TOTAL |  |  |  |  | 9716.91 | Z
431 | Add Cess @ 1% on "Z" |  |  |  |  | 97.17
431 | Cost of 158 cudm (finished work) |  |  |  |  | 9814.08
431 |  | Cost per cum. 62114.43
431 | Say |  |  |  |  | 62114.45
432 | 9.4 | Extra for additional labour for circular works, such as in frames of fan light
432 | 9.4.1 | Second class teak wood Details of cost for Chowkhat of a door 206.75x117.5cm Extra Materials and labour for wastage @ 10% on quantity of item no 9.1.1 MATERIAL
432 | 1189 | Second class teak wood in scantling | 10 cudm | 0.38 | 776.00 | 294.88
432 | 2204 | Carriage of Timber | cum | 0.0038 | 118.59 | 0.45
432 |  | LABOUR
432 | 0156 | Carpenter (average) | day | 0.072 | 709.00 | 51.05
432 | 0114 | Beldar | day | 0.007 | 558.00 | 3.91
432 | TOTAL |  |  |  |  | 350.28 | W
432 | Add 1 % Water charges on "W" |  |  |  |  | 3.50
432 | TOTAL |  |  |  |  | 353.79 X
432 |  | Add GST on "X" (multiplying factor
432 |  | 0.1405) 49.71
432 | TOTAL |  |  |  |  | 403.49 Y
432 | Add 15% CPOH on "Y" |  |  |  |  | 60.52
432 | TOTAL |  |  |  |  | 464.02 | Z
432 | Add Cess @ 1% on "Z" |  |  |  |  | 4.64
432 | Cost of 36 cudm. |  |  |  |  | 468.66
432 |  | Cost per cum. 13018.33
432 | Say |  |  |  |  | 13018.35
432 | 9.4.2 | Sal wood Details of cost for Chowkhat of a door 206.75x117.5cm Extra Materials and labour for wastage @ 10% on quantity of item no 9.1.2 MATERIAL
432 | 1199 | Sal wood in scantling | 10 cudm | 0.38 | 600.00 | 228.00
432 | 2204 | Carriage of Timber | cum | 0.0038 | 118.59 | 0.45
432 |  | LABOUR
432 | 0156 | Carpenter (average) | day | 0.072 | 709.00 | 51.05
432 | 0114 | Beldar | day | 0.007 | 558.00 | 3.91
432 | TOTAL |  |  |  |  | 283.40 | W
432 | Add 1 % Water charges on "W" |  |  |  |  | 2.83
432 | TOTAL |  |  |  |  | 286.24 X
432 |  | Add GST on "X" (multiplying factor
432 |  | 0.1405) 40.22
432 | TOTAL |  |  |  |  | 326.46 Y
432 | Add 15% CPOH on "Y" |  |  |  |  | 48.97
432 | TOTAL |  |  |  |  | 375.42 | Z
432 | Add Cess @ 1% on "Z" |  |  |  |  | 3.75
432 | Cost of 36 cudm. |  |  |  |  | 379.18
432 |  | Cost per cum. 10532.78
432 | Say |  |  |  |  | 10532.80
433 | 9.4.3 | Kiln seasoned and chemically treated hollock wood Details of cost for Chowkhat of a door 206.75x117.5cm. Extra Materials and labour for wastage @ 10% on quantity of item no 9.1.3 MATERIAL
433 | 2466 | Hollock wood in scantling | 10 cudm | 0.38 | 350.00 | 133.00
433 | 2204 | Carriage of Timber | cum | 0.0038 | 118.59 | 0.45
433 | 2504 | Kiln seasoning of timber | cum | 0.0038 | 750.00 | 2.85
433 | 9999 | Chemical treatment | L.S. | 0.90 | 2.00 | 1.80
433 |  | LABOUR
433 | 0156 | Carpenter (average) | day | 0.072 | 709.00 | 51.05
433 | 0114 | Beldar | day | 0.007 | 558.00 | 3.91
433 | TOTAL |  |  |  |  | 193.05 | W
433 | Add 1 % Water charges on "W" |  |  |  |  | 1.93
433 | TOTAL |  |  |  |  | 194.99 X
433 |  | Add GST on "X" (multiplying factor
433 |  | 0.1405) 27.40
433 | TOTAL |  |  |  |  | 222.38 Y
433 | Add 15% CPOH on "Y" |  |  |  |  | 33.36
433 | TOTAL |  |  |  |  | 255.74 | Z
433 | Add Cess @ 1% on "Z" |  |  |  |  | 2.56
433 | Cost of 36 cudm.(finished work) |  |  |  |  | 258.30
433 |  | Cost per cum. 7175.00
433 | Say |  |  |  |  | 7175.00
433 | 9.5 | Providing and fixing panelled or panelled and glazed shutters for doors, windows and clerestory windows fixing with butt hinges of required size with necessary screws, excluding panelling which will be paid for separately, all complete as per direction of Engineer-in-charge. (Note:- Butt hinges and necessary screws shall be paid separately)
433 | 9.5.1 | Second class teak wood
433 | 9.5.1.1 | 35 mm thick shutters Details of cost for shutters of a Door (1/3rd glazed and 2/3rd panelled) 200x 108cm = 2.16 sqm) MATERIAL Teak wood Styles 4x200x10.0x3.5cm = 0.028cum+ Rails Top rails 1x110.5x10.0x3.5cm = 0.004cum.+ Bottom rails 1x110.5x20x3.5cm = 0.008cum+ Lock rails 1x110.5x15x3.5cm = 0.006cum+ Beading 2x186.1x1.9x1.2cm = 0.001cum. Total = 0.047 cum+
434 |  | Add for wastage @ 10% = 0.005cum
434 |  | Grand Total = 0.051 cum = 51 cudm
434 | 1190 | Second class teak wood in planks | 10 cudm | 5.10 | 791.00 | 4034.10
434 | 2204 | Carriage of Timber | cum | 0.051 | 118.59 | 6.05
434 |  | LABOUR
434 | 0156 | Carpenter (average) | day | 1.83 | 709.00 | 1297.47
434 | 0114 | Beldar | day | 0.76 | 558.00 | 424.08
434 | 9999 | Sundries | L.S. | 35.88 | 2.00 | 71.76
434 | TOTAL |  |  |  |  | 5833.46 | W
434 | Add 1 % Water charges on "W" |  |  |  |  | 58.33
434 | TOTAL |  |  |  |  | 5891.79 X
434 |  | Add GST on "X" (multiplying factor
434 |  | 0.1405) 827.80
434 | TOTAL |  |  |  |  | 6719.59 Y
434 | Add 15% CPOH on "Y" |  |  |  |  | 1007.94
434 | TOTAL |  |  |  |  | 7727.53 | Z
434 | Add Cess @ 1% on "Z" |  |  |  |  | 77.28
434 | Cost of 2.16 sqm. |  |  |  |  | 7804.80
434 | Cost of 1 sqm. |  |  |  |  | 3613.33
434 | Say |  |  |  |  | 3613.35
434 | 9.5.1.2 | 30 mm thick shutters Details of cost for shutters of a Door (1/3rd glazed and 2/3rd panelled) 200x108cm = 2.16 sqm) MATERIAL Teak wood Styles : 4x200x10.0x3.0cm = 0.024 cum+ Top rails :1x110.5x9.5x3.0cm = 0.003cum+ Bottom rails : 1x110.5x19.7x3.0cm = 0.007cum+ Lock rails : 1x110.5x15.0x3.0cm = 0.005cum+ Beading : 2x186.1x1.9x1.2cm = 0.001 cum. Total = 0.040 cum. + Add for wastage @ 10% = 0.004 cum. Grand Total = 0.044 cum = 44 cudm
434 | 1190 | Second class teak wood in planks | 10 cudm | 4.40 | 791.00 | 3480.40
434 | 2204 | Carriage of Timber | cum | 0.044 | 118.59 | 5.22
434 |  | LABOUR
434 | 0156 | Carpenter (average) | day | 1.83 | 709.00 | 1297.47
434 | 0114 | Beldar | day | 0.76 | 558.00 | 424.08
435 | 9999 | Sundries | L.S. | 35.88 | 2.00 | 71.76
435 | TOTAL |  |  |  |  | 5278.93 W
435 | Add 1 % Water charges on "W" |  |  |  |  | 52.79
435 | TOTAL |  |  |  |  | 5331.72 X
435 |  | Add GST on "X" (multiplying factor
435 |  | 0.1405) 749.11
435 | TOTAL |  |  |  |  | 6080.82 Y
435 | Add 15% CPOH on "Y" |  |  |  |  | 912.12
435 | TOTAL |  |  |  |  | 6992.95 | Z
435 | Add Cess @ 1% on "Z" |  |  |  |  | 69.93
435 | Cost of 2.16 sqm. |  |  |  |  | 7062.88
435 | Cost of 1 sqm. |  |  |  |  | 3269.85
435 | Say |  |  |  |  | 3269.85
435 | 9.5.2 | Kiln seasoned and chemically treated hollock wood
435 | 9.5.2.1 | 35 mm thick shutters Details of cost for shutters of a Door (1/3rd glazed and 2/3rd panelled) 200x108cm = 2.16 sqm) MATERIAL Hollock wood Styles 4x200x10.0x3.5cm = 0.028cum+ Rails Top rails 1x110.5x10.0x3.5cm = 0.004cum.+ Bottom rails 1x110.5x20x3.5cm = 0.008cum+ Lock rails 1x110.5x15x3.5cm = 0.006cum+ Beading 2x186.1x1.9x1.2cm = 0.001cum. Total = 0.047 cum+ Add for wastage @ 10% = 0.005cum Grand Total = 0.051 cum = 51 cudm
435 | 2505 | Hollock wood in planks | 10 cudm | 5.10 | 390.00 | 1989.00
435 | 2204 | Carriage of Timber | cum | 0.051 | 118.59 | 6.05
435 | 2504 | Kiln seasoning of timber | cum | 0.051 | 750.00 | 38.25
435 | 9999 | Chemical treatment | L.S. | 9.10 | 2.00 | 18.20
435 |  | LABOUR
435 | 0156 | Carpenter (average) | day | 1.83 | 709.00 | 1297.47
435 | 0114 | Beldar | day | 0.76 | 558.00 | 424.08
435 | 9999 | Sundries | L.S. | 35.88 | 2.00 | 71.76
435 | TOTAL |  |  |  |  | 3844.81 | W
435 | Add 1 % Water charges on "W" |  |  |  |  | 38.45
435 | TOTAL |  |  |  |  | 3883.26 X
435 |  | Add GST on "X" (multiplying factor
435 |  | 0.1405) 545.60
435 | TOTAL |  |  |  |  | 4428.85 Y
435 | Add 15% CPOH on "Y" |  |  |  |  | 664.33
435 | TOTAL |  |  |  |  | 5093.18 | Z
435 | Add Cess @ 1% on "Z" |  |  |  |  | 50.93
435 | Cost of 2.16 sqm. |  |  |  |  | 5144.11
435 | Cost of 1 sqm. |  |  |  |  | 2381.53
435 | Say |  |  |  |  | 2381.55
436 | 9.5.2.2 | 30 mm thick shutters Details of cost for shutters of a door (1/3rd glazed and 2/3rd panelled) 200x108cm = 2.16sqm. MATERIAL Hollock wood Styles 4x200x10.0x3.0cm = 0.024cum+ Rails Top rails 1x110.5x9.50x3.0cm = 0.003cum.+ Lock rails 1x110.5x15x3.0cm = 0.005cum+ Bottom rails 1x110.5x19.7x3.0cm = 0.007cum+ Beading 2x186.1x1.9x1.2cm = 0.001cum Total = 0.040 cum.+ Add for wastage @ 10% = 0.004cum Grand Total = 0.044 cum or = 44 cudm
436 | 2505 | Hollock wood in planks | 10 cudm | 4.40 | 390.00 | 1716.00
436 | 2204 | Carriage of Timber | cum | 0.044 | 118.59 | 5.22
436 | 2504 | Kiln seasoning of timber | cum | 0.044 | 750.00 | 33.00
436 | 9999 | Chemical treatment | L.S. | 9.10 | 2.00 | 18.20
436 |  | LABOUR
436 | 0156 | Carpenter (average) | day | 1.83 | 709.00 | 1297.47
436 | 0114 | Beldar | day | 0.76 | 558.00 | 424.08
436 | 9999 | Sundries | L.S. | 35.88 | 2.00 | 71.76
436 | TOTAL |  |  |  |  | 3565.73 | W
436 | Add 1 % Water charges on "W" |  |  |  |  | 35.66
436 | TOTAL |  |  |  |  | 3601.39 X
436 |  | Add GST on "X" (multiplying factor
436 |  | 0.1405) 505.99
436 | TOTAL |  |  |  |  | 4107.38 Y
436 | Add 15% CPOH on "Y" |  |  |  |  | 616.11
436 | TOTAL |  |  |  |  | 4723.49 | Z
436 | Add Cess @ 1% on "Z" |  |  |  |  | 47.23
436 | Cost of 2.16 sqm. |  |  |  |  | 4770.72
436 | Cost of 1 sqm. |  |  |  |  | 2208.67
436 | Say |  |  |  |  | 2208.65
436 | 9.5.3 | Kiln seasoned selected planks of sheesham wood
436 | 9.5.3.1 | 35 mm thick shutters Details of cost for shutters of a Door (1/3rd glazed and 2/3rd panelled) 200x108cm = 2.16 sqm) MATERIAL Sheesham wood Styles 4x200x10.0x3.5cm = 0.028cum+ Rails
437 |  | Top rails 1x110.5x10.0x3.5cm =
437 |  | 0.004cum.+
437 |  | Lock rails 1x110.5x15x3.5cm =
437 |  | 0.006cum+
437 |  | Beading 2x186.1x1.9x1.2cm =
437 |  | 0.001cum.
437 |  | Total = 0.047 cum+
437 |  | Add for wastage @ 10% = 0.005cum
437 |  | Grand Total = 0.051 cum or = 51 cudm
437 | 1200 | Kiln seasoned selected sheesum wood planks | 10 cudm | 5.10 | 650.00 | 3315.00
437 | 2204 | Carriage of Timber | cum | 0.051 | 118.59 | 6.05
437 | 2504 | Kiln seasoning of timber | cum | 0.051 | 750.00 | 38.25
437 |  | LABOUR
437 | 0156 | Carpenter (average) | day | 1.83 | 709.00 | 1297.47
437 | 0114 | Beldar | day | 0.76 | 558.00 | 424.08
437 | 9999 | Sundries | L.S. | 35.88 | 2.00 | 71.76
437 | TOTAL |  |  |  |  | 5152.61 | W
437 | Add 1 % Water charges on "W" |  |  |  |  | 51.53
437 | TOTAL |  |  |  |  | 5204.13 X
437 |  | Add GST on "X" (multiplying factor
437 |  | 0.1405) 731.18
437 | TOTAL |  |  |  |  | 5935.32 Y
437 | Add 15% CPOH on "Y" |  |  |  |  | 890.30
437 | TOTAL |  |  |  |  | 6825.61 | Z
437 | Add Cess @ 1% on "Z" |  |  |  |  | 68.26
437 | Cost of 2.16 sqm. |  |  |  |  | 6893.87
437 | Cost of 1 sqm. |  |  |  |  | 3191.61
437 | Say |  |  |  |  | 3191.60
437 | 9.5.3.2 | 30 mm thick shutters Details of cost for shutters of a door (1/3rd glazed and 2/3rd panelled). 200x108cm = 2.16sqm. MATERIAL Sheesham wood Styles 4x200x10.0x3.0cm = 0.028cum+ Rails Top rails 1x110.5x9.50x3.0cm = 0.003cum.+ Lock rails 1x110.5x15.0x3.0cm = 0.005cum+ Bottom rails 1x110.5xl9.7x3.0cm = 0.007cum+ Beading 2x186.1xl.9xl.2cm = 0.001cum Total = 0.040 cum.+ Add for wastage @ 10% = 0.004cum Grand Total = 0.044 cum or = 44 cudm"
437 | 1200 | Kiln seasoned selected sheesum wood planks | 10 cudm | 4.40 | 650.00 | 2860.00
438 | 2204 | Carriage of Timber | cum | 0.044 | 118.59 | 5.22
438 | 2504 | Kiln seasoning of timber | cum | 0.044 | 750.00 | 33.00
438 |  | LABOUR
438 | 0156 | Carpenter (average) | day | 1.83 | 709.00 | 1297.47
438 | 0114 | Beldar | day | 0.76 | 558.00 | 424.08
438 | 9999 | Sundries | L.S. | 35.88 | 2.00 | 71.76
438 | TOTAL |  |  |  |  | 4691.53 | W
438 | Add 1 % Water charges on "W" |  |  |  |  | 46.92
438 | TOTAL |  |  |  |  | 4738.44 X
438 |  | Add GST on "X" (multiplying factor
438 |  | 0.1405) 665.75
438 | TOTAL |  |  |  |  | 5404.19 Y
438 | Add 15% CPOH on "Y" |  |  |  |  | 810.63
438 | TOTAL |  |  |  |  | 6214.82 | Z
438 | Add Cess @ 1% on "Z" |  |  |  |  | 62.15
438 | Cost of 2.16 sqm. |  |  |  |  | 6276.97
438 | Cost of 1 sqm. |  |  |  |  | 2906.01
438 | Say |  |  |  |  | 2906.00
438 | 9.6 | Providing and fixing 35 mm thick factory made laminated veneer lumber door shutter conforming to IS : 14616 and TADS 15:2001 (Part B) fixing with butt hinges of required size with necessary screws, all complete as per directions of Engineer- in-charge and panelling with panels of : (Note:- Butt hinges and necessary screws shall be paid separately)
438 | 9.6.1 | 12 mm thick plain grade -1, medium density flat pressed three layer particle board FPT - I or graded wood particle board FPT- I, IS : 3087 marked, bonded with BWP type synthetic resin adhesive as per IS : 848 : Details of cost of one shutter 220x108cm = 2.38sqm. MATERIAL
438 | 7137 | Factory made 35 mm thick shutters with laminated veneer lumber styles rails as per TADS IS:1995 and panels of 12 mm thick plain type-I, medium density flat pressed three layer, graded particle board (FPT-I) as per IS:3087- 1985 bonded with BWP type synthetic resin adhesive, as per IS:848 | sqm | 2.38 | 1620.00 | 3855.60
438 | 9977 | Carriage of shutters | L.S. | 29.64 | 2.00 | 59.28
438 |  | Fittings :
438 |  | LABOUR
438 | 0156 | Carpenter (average) | day | 0.52 | 709.00 | 368.68
438 | 0114 | Beldar | day | 0.60 | 558.00 | 334.80
439 | 9999 | Sundries | L.S. | 35.88 | 2.00 | 71.76
439 | TOTAL |  |  |  |  | 4690.12 W
439 | Add 1 % Water charges on "W" |  |  |  |  | 46.90
439 | TOTAL |  |  |  |  | 4737.02 X
439 |  | Add GST on "X" (multiplying factor
439 |  | 0.1405) 665.55
439 | TOTAL |  |  |  |  | 5402.57 Y
439 | Add 15% CPOH on "Y" |  |  |  |  | 810.39
439 | TOTAL |  |  |  |  | 6212.96 | Z
439 | Add Cess @ 1% on "Z" |  |  |  |  | 62.13
439 | Cost of 2.38 sqm. |  |  |  |  | 6275.09
439 | Cost of 1 sqm. |  |  |  |  | 2636.59
439 | Say |  |  |  |  | 2636.60
439 | 9.6.2 | 12 mm thick pre-laminated particle board (decorative lamination on both sides) grade -1, medium density flat pressed, three layer particle board FPT- I or graded wood particle board FPT- I, conforming to IS : 3087, bonded with BWP type synthetic resin adhesive as per IS : 848 and pre-laminated conforming to IS : 12823, Grade 1, Type - II marked : Details of cost of one shutter 220x108cm = 2.38sqm. MATERIAL
439 | 7139 | Factory made 35 mm thick shutters with laminated veneer lumber styles rails as per TADS IS:1995 and panels of 12 mm thick both sides prelaminated type-I, medium density flat pressed three layer, graded particle board (FPT-I) as per IS:3087-1985 bonded with BWP type synthetic resin adhesive, as per IS:848-1974 | sqm | 2.38 | 1720.00 | 4093.60
439 | 9977 | Carriage of shutters | L.S. | 29.64 | 2.00 | 59.28
439 |  | Fittings :
439 |  | LABOUR
439 | 0156 | Carpenter (average) | day | 0.52 | 709.00 | 368.68
439 | 0114 | Beldar | day | 0.60 | 558.00 | 334.80
439 | 9999 | Sundries | L.S. | 35.88 | 2.00 | 71.76
439 | TOTAL |  |  |  |  | 4928.12 | W
439 | Add 1 % Water charges on "W" |  |  |  |  | 49.28
439 | TOTAL |  |  |  |  | 4977.40 X
439 |  | Add GST on "X" (multiplying factor
439 |  | 0.1405) 699.32
439 | TOTAL |  |  |  |  | 5676.73 Y
439 | Add 15% CPOH on "Y" |  |  |  |  | 851.51
439 | TOTAL |  |  |  |  | 6528.23 | Z
439 | Add Cess @ 1% on "Z" |  |  |  |  | 65.28
439 | Cost of 2.38 sqm. |  |  |  |  | 6593.52
439 | Cost of 1 sqm. |  |  |  |  | 2770.39
439 | Say |  |  |  |  | 2770.40
440 | 9.6.3 | 12 mm thick one side Pre-laminated particle board (decorative lamination on one side and other sides balancing lamination) grade -1, medium density flat pressed, three layer particle board FPT - I or graded wood particle board FPT-1 conforming to IS : 3087 bonded with BWP type synthetic resin adhesive as per IS : 848 and pre- laminated conforming to IS : 12823, Grade -1, Type II marked : Details of cost of one shutter 220x108cm = 2.38sqm. MATERIAL
440 | 7143 | Factory made 35 mm thick shutters with laminated veneer lumber styles rails as per TADS IS:1995 and panels of 12 mm thick one side prelaminated type-I, and other side balancing lamination, medium density flat pressed three layer, graded particle board (FPT-I) as per IS:3087-1985 bonded with BWP type synthetic resin adhesive, as per IS:848-1974 | sqm | 2.38 | 1910.00 | 4545.80
440 | 9977 | Carriage of shutters | L.S. | 29.64 | 2.00 | 59.28
440 |  | Fittings :
440 |  | LABOUR
440 | 0156 | Carpenter (average) | day | 0.52 | 709.00 | 368.68
440 | 0114 | Beldar | day | 0.60 | 558.00 | 334.80
440 | 9999 | Sundries | L.S. | 35.88 | 2.00 | 71.76
440 | TOTAL |  |  |  |  | 5380.32 | W
440 | Add 1 % Water charges on "W" |  |  |  |  | 53.80
440 | TOTAL |  |  |  |  | 5434.12 X
440 |  | Add GST on "X" (multiplying factor
440 |  | 0.1405) 763.49
440 | TOTAL |  |  |  |  | 6197.62 Y
440 | Add 15% CPOH on "Y" |  |  |  |  | 929.64
440 | TOTAL |  |  |  |  | 7127.26 | Z
440 | Add Cess @ 1% on "Z" |  |  |  |  | 71.27
440 | Cost of 2.38 sqm. |  |  |  |  | 7198.53
440 | Cost of 1 sqm. |  |  |  |  | 3024.59
440 | Say |  |  |  |  | 3024.60
440 | 9.7 | Providing and fixing panelling or panelling and glazing in panelled or panelled and glazed shutters for doors, windows and clerestory windows (Area of opening for panel inserts excluding portion inside grooves or rebates to be measured). Panelling for panelled or panelled and glazed shutters 25 mm to 40 mm thick :
440 | 9.7.1 | Second class teak wood Details of cost for shutters of a door with 2/3rd panelling 200x108cm = 2.16sqm. Panel area = 4x45.1x36.55cm = 0.66 sqm
441 |  | MATERIAL
441 |  | Panels
441 |  | 4x47.2x38.65x1.6cm = 0.0117cum+
441 |  | Add for wastage @ 10% = 0.0012cum.
441 |  | = 0.0129 cum.
441 | 1190 | Second class teak wood in planks | 10 cudm | 1.29 | 791.00 | 1020.39
441 | 2204 | Carriage of Timber | cum | 0.0129 | 118.59 | 1.53
441 |  | LABOUR
441 | 0111 | Carpenter 1st class | day | 0.57 | 738.00 | 420.66
441 | 9999 | Sundries | L.S. | 4.42 | 2.00 | 8.84
441 | TOTAL |  |  |  |  | 1451.42 W
441 | Add 1 % Water charges on "W" |  |  |  |  | 14.51
441 | TOTAL |  |  |  |  | 1465.93 X
441 |  | Add GST on "X" (multiplying factor
441 |  | 0.1405) 205.96
441 | TOTAL |  |  |  |  | 1671.90 Y
441 | Add 15% CPOH on "Y" |  |  |  |  | 250.78
441 | TOTAL |  |  |  |  | 1922.68 | Z
441 | Add Cess @ 1% on "Z" |  |  |  |  | 19.23
441 | Cost of 0.66 sqm. |  |  |  |  | 1941.91
441 | Cost of 1 sqm. |  |  |  |  | 2942.29
441 | Say |  |  |  |  | 2942.30
441 | 9.7.2 | Kiln seasoned and chemically treated hollock wood Details of cost for shutters of a door 200x108cm = 2.16 sqm. Panel area 4x45.1x36.55cm=0.66sqm. MATERIAL Hollock wood panels 4x45.1x36.55cm = 0.0117 cum+ Add for wastage @ 10% = 0.0012cum. = 0.0129 cum = 12.90 cudm
441 | 2505 | Hollock wood in planks | 10 cudm | 1.29 | 390.00 | 503.10
441 | 2204 | Carriage of Timber | cum | 0.0129 | 118.59 | 1.53
441 | 2504 | Kiln seasoning of timber | cum | 0.0129 | 750.00 | 9.68
441 | 9999 | Chemical treatment | L.S. | 8.97 | 2.00 | 17.94
441 |  | Labour & sundries
441 | 0111 | Carpenter 1st class | day | 0.57 | 738.00 | 420.66
441 | 9999 | Sundries | L.S. | 4.42 | 2.00 | 8.84
441 | TOTAL |  |  |  |  | 961.74 W
441 | Add 1 % Water charges on "W" |  |  |  |  | 9.62
441 | TOTAL |  |  |  |  | 971.36 X
441 |  | Add GST on "X" (multiplying factor
441 |  | 0.1405) 136.48
441 | TOTAL |  |  |  |  | 1107.84 Y
441 | Add 15% CPOH on "Y" |  |  |  |  | 166.18
441 | TOTAL |  |  |  |  | 1274.01 | Z
441 | Add Cess @ 1% on "Z" |  |  |  |  | 12.74
441 | Cost of 0.66 sqm. |  |  |  |  | 1286.75
441 | Cost of 1 sqm. |  |  |  |  | 1949.63
441 | Say |  |  |  |  | 1949.65
442 | 9.7.3 | Ply wood 5 ply, 9 mm thick
442 | 9.7.3.1 | Decorative plywood both side decorative veneer (Type - I) conforming to IS 1328 BWR type Details of cost for shutters of a door with 2/3rd panelling 200x108cm = 2.16sqm. Panel area = 4x45.1x36.55cm = 0.66sqm. MATERIAL Plywood (9mm thick) 4x47.2x38.65cm = 0.73sqm+ Add for wastage @ 10% = 0.07sqm. Total = 0.80 sqm.
442 | 2480 | Ply wood 5 ply with teak ply on both faces 9 mm thick | sqm | 0.80 | 850.00 | 680.00
442 | 9977 | Carriage of Plywood | L.S. | 1.82 | 2.00 | 3.64
442 |  | LABOUR
442 | 0111 | Carpenter 1st class | day | 0.57 | 738.00 | 420.66
442 | 9999 | Sundries | L.S. | 4.42 | 2.00 | 8.84
442 | TOTAL |  |  |  |  | 1113.14 W
442 | Add 1 % Water charges on "W" |  |  |  |  | 11.13
442 | TOTAL |  |  |  |  | 1124.27 X
442 |  | Add GST on "X" (multiplying factor
442 |  | 0.1405) 157.96
442 | TOTAL |  |  |  |  | 1282.23 Y
442 | Add 15% CPOH on "Y" |  |  |  |  | 192.33
442 | TOTAL |  |  |  |  | 1474.57 | Z
442 | Add Cess @ 1% on "Z" |  |  |  |  | 14.75
442 | Cost of 0.66 sqm. |  |  |  |  | 1489.31
442 | Cost of 1 sqm. |  |  |  |  | 2256.53
442 | Say |  |  |  |  | 2256.55
442 | 9.7.3.2 | Decorative plywood one side decorative veneer and commercial veneer on other face (Type 1) conforming to IS 1328 BWR Type Details of cost for shutters of a door with 2/3rd panelling. 200x108cm = 2.16sqm. Panel area = 4x45.1x36.55cm = 0.66sqm. MATERIAL Plywood (9mm thick) 4x47.2x38.65cm = 0.73sqm+ Add for wastage @ 10% = 0.07sqm. Total = 0.80 sqm.
442 | 2481 | Ply wood 5 ply with teak ply on one face and commercial ply on another face 9 mm thick | sqm | 0.80 | 870.00 | 696.00
442 | 9977 | Carriage of Plywood | L.S. | 1.82 | 2.00 | 3.64
442 |  | LABOUR
442 | 0111 | Carpenter 1st class | day | 0.57 | 738.00 | 420.66
443 | 9999 | Sundries | L.S. | 4.42 | 2.00 | 8.84
443 | TOTAL |  |  |  |  | 1129.14 W
443 | Add 1 % Water charges on "W" |  |  |  |  | 11.29
443 | TOTAL |  |  |  |  | 1140.43 X
443 |  | Add GST on "X" (multiplying factor
443 |  | 0.1405) 160.23
443 | TOTAL |  |  |  |  | 1300.66 Y
443 | Add 15% CPOH on "Y" |  |  |  |  | 195.10
443 | TOTAL |  |  |  |  | 1495.76 | Z
443 | Add Cess @ 1% on "Z" |  |  |  |  | 14.96
443 | Cost of 0.66 sqm. |  |  |  |  | 1510.72
443 | Cost of 1 sqm. |  |  |  |  | 2288.97
443 | Say |  |  |  |  | 2288.95
443 | 9.7.4 | Ply wood 7 ply, 9 mm thick
443 | 9.7.4.1 | Decorative plywood one side decorative veneer and commercial veneer on other face (Type 1) conforming to IS 1328 BWR Type Details of cost for shutters of a door with 2/3rd panelling 200x108cm = 2.16sqm. Panel area = 4x45.1x36.55cm = 0.66sqm. MATERIAL Plywood (9mm thick) 4x47.2x38.65cm = 0.73sqm+ Add for wastage @ 10% = 0.07sqm. Total = 0.80 sqm.
443 | 2483 | Ply wood 7 ply with teak ply on one face and commercial ply on another face 9 mm thick | sqm | 0.80 | 950.00 | 760.00
443 | 9977 | Carriage of Plywood | L.S. | 1.82 | 2.00 | 3.64
443 |  | LABOUR
443 | 0111 | Carpenter 1st class | day | 0.57 | 738.00 | 420.66
443 | 9999 | Sundries | L.S. | 4.42 | 2.00 | 8.84
443 | TOTAL |  |  |  |  | 1193.14 W
443 | Add 1 % Water charges on "W" |  |  |  |  | 11.93
443 | TOTAL |  |  |  |  | 1205.07 X
443 |  | Add GST on "X" (multiplying factor
443 |  | 0.1405) 169.31
443 | TOTAL |  |  |  |  | 1374.38 Y
443 | Add 15% CPOH on "Y" |  |  |  |  | 206.16
443 | TOTAL |  |  |  |  | 1580.54 | Z
443 | Add Cess @ 1% on "Z" |  |  |  |  | 15.81
443 | Cost of 0.66 sqm. |  |  |  |  | 1596.35
443 | Cost of 1 sqm. |  |  |  |  | 2418.71
443 | Say |  |  |  |  | 2418.70
444 | 9.7.5 | Particle Board 12 mm thick
444 | 9.7.5.1 | Plain particle board flat pressed, 3 layer or graded wood particle board medium density Grade I, IS : 3087 marked Details of cost for shutters of a door with 2/3rd panelling 200x108cm = 2.16sqm. Panel area = 4x45.1x36.55cm = 0.66sqm. MATERIAL Particle Board 4x47.2x38.65cm = 0.73sqm+ Add for wastage @ 10% = 0.07sqm. Total = 0.80 sqm.
444 | 0341 | Flat pressed 3 layer particle board (medium density) Grade I :12 mm thick | sqm | 0.80 | 288.00 | 230.40
444 | 9977 | Carriage of Plywood | L.S. | 1.82 | 2.00 | 3.64
444 |  | LABOUR
444 | 0111 | Carpenter 1st class | day | 0.57 | 738.00 | 420.66
444 | 9999 | Sundries | L.S. | 4.42 | 2.00 | 8.84
444 | TOTAL |  |  |  |  | 663.54 W
444 | Add 1 % Water charges on "W" |  |  |  |  | 6.64
444 | TOTAL |  |  |  |  | 670.18 X
444 |  | Add GST on "X" (multiplying factor
444 |  | 0.1405) 94.16
444 | TOTAL |  |  |  |  | 764.34 Y
444 | Add 15% CPOH on "Y" |  |  |  |  | 114.65
444 | TOTAL |  |  |  |  | 878.99 | Z
444 | Add Cess @ 1% on "Z" |  |  |  |  | 8.79
444 | Cost of 0.66 sqm. |  |  |  |  | 887.78
444 | Cost of 1 sqm. |  |  |  |  | 1345.11
444 | Say |  |  |  |  | 1345.10
444 | 9.7.5.2 | Veneered flat pressed three layer or graded wood particle board with commercial veneering on both sides conforming to IS:3097, grade I Details of cost for shutters of a door with 2/3rd panelling 200x108cm = 2.16sqm. Panel area = 4x45.1x36.55cm = 0.66sqm. MATERIAL Particle Board 4x47.2x38.65cm = 0.73sqm+ Add for wastage @ 10% = 0.07sqm. Total = 0.80 sqm
444 | 7468 | Veneered particle board with commercial veneering on both sides 12 mm thick | sqm | 0.80 | 500.00 | 400.00
444 | 9977 | Carriage of Plywood | L.S. | 1.82 | 2.00 | 3.64
445 |  | LABOUR
445 | 0111 | Carpenter 1st class | day | 0.57 | 738.00 | 420.66
445 | 9999 | Sundries | L.S. | 4.42 | 2.00 | 8.84
445 | TOTAL |  |  |  |  | 833.14 W
445 | Add 1 % Water charges on "W" |  |  |  |  | 8.33
445 | TOTAL |  |  |  |  | 841.47 X
445 |  | Add GST on "X" (multiplying factor
445 |  | 0.1405) 118.23
445 | TOTAL |  |  |  |  | 959.70 Y
445 | Add 15% CPOH on "Y" |  |  |  |  | 143.95
445 | TOTAL |  |  |  |  | 1103.65 | Z
445 | Add Cess @ 1% on "Z" |  |  |  |  | 11.04
445 | Cost of 0.66 sqm. |  |  |  |  | 1114.69
445 | Cost of 1 sqm. |  |  |  |  | 1688.92
445 | Say |  |  |  |  | 1688.90
445 | 9.7.5.3 | Pre-laminated particle board with decorative lamination on one side and balancing lamination on other side, Grade I, Type II IS: 12823 marked Details of cost for shutters of a door with 2/3rd panelling 200x108cm = 2.16sqm. Panel area = 4x45.1x36.55cm = 0.66sqm. MATERIAL Particle Board 4x47.2x38.65cm = 0.73sqm+ Add for wastage @ 10% = 0.07sqm. Total = 0.80 sqm
445 | 7477 | Prelaminated particle board with one side decorative and other side balancing lamination, flat pressed 3 layer & graded (medium density) Grade I, Type II conforming to IS : 12823 (exterior grade) 12 mm thick | sqm | 0.80 | 540.00 | 432.00
445 | 9977 | Carriage of Plywood | L.S. | 1.82 | 2.00 | 3.64
445 |  | LABOUR
445 | 0111 | Carpenter 1st class | day | 0.57 | 738.00 | 420.66
445 | 9999 | Sundries | L.S. | 4.42 | 2.00 | 8.84
445 | TOTAL |  |  |  |  | 865.14 W
445 | Add 1 % Water charges on "W" |  |  |  |  | 8.65
445 | TOTAL |  |  |  |  | 873.79 X
445 |  | Add GST on "X" (multiplying factor
445 |  | 0.1405) 122.77
445 | TOTAL |  |  |  |  | 996.56 Y
445 | Add 15% CPOH on "Y" |  |  |  |  | 149.48
445 | TOTAL |  |  |  |  | 1146.04 | Z
445 | Add Cess @ 1% on "Z" |  |  |  |  | 11.46
445 | Cost of 0.66 sqm. |  |  |  |  | 1157.50
445 | Cost of 1 sqm. |  |  |  |  | 1753.79
445 | Say |  |  |  |  | 1753.80
446 | 9.7.5.4 | Pre-laminated particle board with decorative lamination on both sides, Grade I, Type II, IS:12823 marked Details of cost for shutters of a door with 2/3rd panelling 200x108cm = 2.16sqm. Panel area = 4x45.1x36.55cm = 0.66sqm. MATERIAL Particle Board 4x47.2x38.65cm = 0.73sqm+ Add for wastage @ 10% = 0.07sqm. Total = 0.80 sqm
446 | 7480 | Prelaminated particle board with both sides decorative lamination, flat pressed 3 layer & graded (medium density) Grade I, Type II conforming to IS : 12823 (exterior grade) 12 mm thick | sqm | 0.80 | 575.00 | 460.00
446 | 9977 | Carriage of Plywood | L.S. | 1.82 | 2.00 | 3.64
446 |  | LABOUR
446 | 0111 | Carpenter 1st class | day | 0.57 | 738.00 | 420.66
446 | 9999 | Sundries | L.S. | 4.42 | 2.00 | 8.84
446 | TOTAL |  |  |  |  | 893.14 W
446 | Add 1 % Water charges on "W" |  |  |  |  | 8.93
446 | TOTAL |  |  |  |  | 902.07 X
446 |  | Add GST on "X" (multiplying factor
446 |  | 0.1405) 126.74
446 | TOTAL |  |  |  |  | 1028.81 Y
446 | Add 15% CPOH on "Y" |  |  |  |  | 154.32
446 | TOTAL |  |  |  |  | 1183.13 | Z
446 | Add Cess @ 1% on "Z" |  |  |  |  | 11.83
446 | Cost of 0.66 sqm. |  |  |  |  | 1194.97
446 | Cost of 1 sqm. |  |  |  |  | 1810.55
446 | Say |  |  |  |  | 1810.55
446 | 9.7.6 | Coir Veneer Board (conforming to IS 14842)
446 | 9.7.6.1 | 12 mm thick Details of cost for shutters of a door with 2/3 rd panelling 200x108cm = 2.16 sqm Panel area 4x45.1x36.55cm=0.66sqm MATERIAL Coir veneered board 12mm thick 4x47.2x38.65cm = 0.73sqm Add for wastage @ 10% = 0.07sqm Total = 0.80 sqm
446 | 7555 | Coir veneered board 12mm thick | sqm | 0.80 | 670.00 | 536.00
446 | 9977 | CARRIAGE | L.S. | 1.82 | 2.00 | 3.64
446 |  | LABOUR
446 | 0111 | Carpenter 1st class | day | 0.57 | 738.00 | 420.66
447 | 9999 | Sundries | L.S. | 4.42 | 2.00 | 8.84
447 | TOTAL |  |  |  |  | 969.14 W
447 | Add 1 % Water charges on "W" |  |  |  |  | 9.69
447 | TOTAL |  |  |  |  | 978.83 X
447 |  | Add GST on "X" (multiplying factor
447 |  | 0.1405) 137.53
447 | TOTAL |  |  |  |  | 1116.36 Y
447 | Add 15% CPOH on "Y" |  |  |  |  | 167.45
447 | TOTAL |  |  |  |  | 1283.81 | Z
447 | Add Cess @ 1% on "Z" |  |  |  |  | 12.84
447 | Cost of 0.66 sqm. |  |  |  |  | 1296.65
447 | Cost of 1 sqm. |  |  |  |  | 1964.62
447 | Say |  |  |  |  | 1964.60
447 | 9.7.7 | Float glass panes
447 | 9.7.7.1 | 4 mm thick glass pane (weight not less than 10kg/sqm). Details of cost for shutters of a door with 2/3 rd panelling 200x108cm = 2.16 sqm Panel area 4x45.1x36.55cm=0.66sqm MATERIAL Float glass sheet of nominal thickness 4 mm 4x47.2x38.65cm = 0.73sqm Add for wastage @ 10% = 0.07sqm Total = 0.80 sqm
447 | 2406 | Float glass sheet of nominal thickness 4 mm (weight not less than 10kg/sqm). | sqm | 0.80 | 300.00 | 240.00
447 | 9977 | CARRIAGE | L.S. | 1.82 | 2.00 | 3.64
447 |  | LABOUR
447 | 0156 | Carpenter (average) | day | 0.57 | 709.00 | 404.13
447 | 0119 | Glazier | day | 0.15 | 679.00 | 101.85
447 | 0114 | Beldar | day | 0.15 | 558.00 | 83.70
447 | 9999 | Sundries | L.S. | 25.47 | 2.00 | 50.94
447 | TOTAL |  |  |  |  | 884.26 | W
447 | Add 1 % Water charges on "W" |  |  |  |  | 8.84
447 | TOTAL |  |  |  |  | 893.10 X
447 |  | Add GST on "X" (multiplying factor
447 |  | 0.1405) 125.48
447 | TOTAL |  |  |  |  | 1018.58 Y
447 | Add 15% CPOH on "Y" |  |  |  |  | 152.79
447 | TOTAL |  |  |  |  | 1171.37 | Z
447 | Add Cess @ 1% on "Z" |  |  |  |  | 11.71
447 | Cost of 0.66 sqm. |  |  |  |  | 1183.08
447 | Cost of 1 sqm. |  |  |  |  | 1792.55
447 | Say |  |  |  |  | 1792.55
448 | 9.7.7.2 | 5.0 mm thick glass panes (weight not less than 12.50 kg/sqm). Details of cost for shutters of a door with 2/3 rd panelling 200x108cm = 2.16 sqm Panel area 4x45.1x36.55cm=0.66 sqm MATERIAL Float glass sheet of nominal thickness 5.5 mm 4x47.2x38.65cm = 0.73sqm Add for wastage @ 10% = 0.07sqm Total = 0.80 sqm
448 | 2407 | Float glass sheet of nominal thickness 5.0 mm.(weight not less than 12.50 kg/ sqm). | sqm | 0.80 | 500.00 | 400.00
448 | 9977 | CARRIAGE | L.S. | 1.82 | 2.00 | 3.64
448 |  | LABOUR
448 | 0156 | Carpenter (average) | day | 0.57 | 709.00 | 404.13
448 | 0119 | Glazier | day | 0.15 | 679.00 | 101.85
448 | 0114 | Beldar | day | 0.15 | 558.00 | 83.70
448 | 9999 | Sundries | L.S. | 25.47 | 2.00 | 50.94
448 | TOTAL |  |  |  |  | 1044.26 | W
448 | Add 1 % Water charges on "W" |  |  |  |  | 10.44
448 | TOTAL |  |  |  |  | 1054.70 X
448 |  | Add GST on "X" (multiplying factor
448 |  | 0.1405) 148.19
448 | TOTAL |  |  |  |  | 1202.89 Y
448 | Add 15% CPOH on "Y" |  |  |  |  | 180.43
448 | TOTAL |  |  |  |  | 1383.32 | Z
448 | Add Cess @ 1% on "Z" |  |  |  |  | 13.83
448 | Cost of 0.66 sqm. |  |  |  |  | 1397.15
448 | Cost of 1 sqm. |  |  |  |  | 2116.90
448 | Say |  |  |  |  | 2116.90
448 | 9.7.8 | Fly proof stainless steel grade 304 wire gauge with 0.5 mm dia. wire and 1.4mm wide aperture with matching wood beading Details of cost for shutters of a door with 2/3 rd panelling 200x108cm = 2.16 sqm Panel area 4x45.1x36.55cm=0.66sqm MATERIAL Stainless steel wire guage 4x47.2x38.65cm = 0.73sqm Add for wastage @ 10% = 0.07sqm Total = 0.80 sqm
448 | 8737 | Stainless steel wire guage (Grade-304) aperture 1.4mm and 0.50 mm dia wire | sqm | 0.80 | 400.00 | 320.00
448 | 9977 | CARRIAGE | L.S. | 1.82 | 2.00 | 3.64
448 |  | LABOUR
448 | 0112 | Carpenter 2nd class | day | 0.57 | 679.00 | 387.03
449 | 9999 | Sundries | L.S. | 4.42 | 2.00 | 8.84
449 | TOTAL |  |  |  |  | 719.51 W
449 | Add 1 % Water charges on "W" |  |  |  |  | 7.20
449 | TOTAL |  |  |  |  | 726.71 X
449 |  | Add GST on "X" (multiplying factor
449 |  | 0.1405) 102.10
449 | TOTAL |  |  |  |  | 828.81 Y
449 | Add 15% CPOH on "Y" |  |  |  |  | 124.32
449 | TOTAL |  |  |  |  | 953.13 | Z
449 | Add Cess @ 1% on "Z" |  |  |  |  | 9.53
449 | Cost of 0.66 sqm. |  |  |  |  | 962.66
449 | Cost of 1 sqm. |  |  |  |  | 1458.58
449 | Say |  |  |  |  | 1458.60
449 | 9.9 | Providing and fixing glazed shutters for doors, windows and clerestory windows using 4 mm thick float glass panes, including ISI marked M.S. pressed butt hinges bright finished of required size with necessary screws.
449 | 9.9.1 | Second class teak wood
449 | 9.9.1.1 | 35 mm thick Details of cost for shutter of a door (glazed) 2000x108cm = 2.16 sqm. MATERIAL Teak wood (2nd class) Styles : 4x200x9.5x3.5cm = 0.027cum Rails Top & intermediate rails 2x110.5x9.5x3.5cm = 0.008cum Lock and bottom rails 2x110.5x19.7x3.5cm = 0.015cum Beadings- 2x186.1x1.9x1.2cm = 0.001cum 4x171.70x1.9x1.2cm = 0.002cum. Total = 0.053 cum. Add for wastage @ 10% = 0.005cum. Grand Total = 0.058 cum = 58 cudm
449 | 1190 | Second class teak wood in planks | 10 cudm | 5.80 | 791.00 | 4587.80
449 | 2406 | Float glass sheet of nominal thickness 4 mm (weight not less than 10kg/sqm). | sqm | 1.27 | 300.00 | 381.00
449 | 0595 | Bright finished or black enamelled mild steel butt hinges 100x58x1.90 mm | 10 Nos | 0.60 | 80.00 | 48.00
449 | 0597 | Bright finished or black enamelled mild steel butt hinges50x37x1.50 mm | 10 Nos | 0.20 | 49.00 | 9.80
449 | 0637 | Bright finished or black enamelled mild steel screws 40 mm | 100 Nos | 0.48 | 60.00 | 28.80
449 | 0640 | Bright finished or black enamelled mild steel screws 20 mm | 100 Nos | 0.08 | 30.00 | 2.40
449 | 2204 | Carriage of Timber | cum | 0.058 | 118.59 | 6.88
450 |  | LABOUR
450 | 0156 | Carpenter (average) | day | 1.83 | 709.00 | 1297.47
450 | 0119 | Glazier | day | 0.23 | 679.00 | 156.17
450 | 0114 | Beldar | day | 0.77 | 558.00 | 429.66
450 | 9999 | Sundries | L.S. | 40.43 | 2.00 | 80.86
450 | TOTAL |  |  |  |  | 7028.84 | W
450 | Add 1 % Water charges on "W" |  |  |  |  | 70.29
450 | TOTAL |  |  |  |  | 7099.13 X
450 |  | Add GST on "X" (multiplying factor
450 |  | 0.1405) 997.43
450 | TOTAL |  |  |  |  | 8096.55 Y
450 | Add 15% CPOH on "Y" |  |  |  |  | 1214.48
450 | TOTAL |  |  |  |  | 9311.04 | Z
450 | Add Cess @ 1% on "Z" |  |  |  |  | 93.11
450 | Cost of 2.16 sqm. |  |  |  |  | 9404.15
450 | Cost of 1 sqm. |  |  |  |  | 4353.77
450 | Say |  |  |  |  | 4353.75
450 | 9.9.1.2 | 30 mm thick Details of cost for shutter of a door (glazed) 2000x108cm = 2.16 sqm. MATERIAL Teak wood Styles : 4x200x9.5x3.0cm = 0.023cum+ Rails Top & intermediate rails 2x110.5x9.5x3.0cm = 0.006cum+ Lock and bottom rails 2x110.5x19.7x3.0cm = 0.013cum+ Beadings- 2x186.1x1.9x1.2cm = 0.001cum+ 4x171.70x1.9x1.2cm = 0.002cum. Total = 0.045 cum.+ Add for wastage @ 10% = 0.005cum. Grand Total = 0.050 cum = 50 cudm
450 | 1190 | Second class teak wood in planks | 10 cudm | 5.00 | 791.00 | 3955.00
450 | 2406 | Float glass sheet of nominal thickness 4 mm (weight not less than 10kg/sqm). | sqm | 1.27 | 300.00 | 381.00
450 | 0595 | Bright finished or black enamelled mild steel butt hinges 100x58x1.90 mm | 10 Nos | 0.60 | 80.00 | 48.00
450 | 0597 | Bright finished or black enamelled mild steel butt hinges50x37x1.50 mm | 10 Nos | 0.20 | 49.00 | 9.80
450 | 0637 | Bright finished or black enamelled mild steel screws 40 mm | 100 Nos | 0.48 | 60.00 | 28.80
450 | 0640 | Bright finished or black enamelled mild steel screws 20 mm | 100 Nos | 0.08 | 30.00 | 2.40
450 | 2204 | Carriage of Timber | cum | 0.05 | 118.59 | 5.93
451 |  | LABOUR
451 | 0156 | Carpenter (average) | day | 1.83 | 709.00 | 1297.47
451 | 0119 | Glazier | day | 0.23 | 679.00 | 156.17
451 | 0114 | Beldar | day | 0.77 | 558.00 | 429.66
451 | 9999 | Sundries | L.S. | 40.43 | 2.00 | 80.86
451 | TOTAL |  |  |  |  | 6395.09 | W
451 | Add 1 % Water charges on "W" |  |  |  |  | 63.95
451 | TOTAL |  |  |  |  | 6459.04 X
451 |  | Add GST on "X" (multiplying factor
451 |  | 0.1405) 907.50
451 | TOTAL |  |  |  |  | 7366.54 Y
451 | Add 15% CPOH on "Y" |  |  |  |  | 1104.98
451 | TOTAL |  |  |  |  | 8471.52 | Z
451 | Add Cess @ 1% on "Z" |  |  |  |  | 84.72
451 | Cost of 2.16 sqm. |  |  |  |  | 8556.23
451 | Cost of 1 sqm. |  |  |  |  | 3961.22
451 | Say |  |  |  |  | 3961.20
451 | 9.9.2 | Kiln seasoned and chemically treated hollock wood
451 | 9.9.2.1 | 35 mm thick Details of cost for shutters of a door (glazed) 200x108cm = 2.16 sqm. MATERIAL Hollock wood Styles : 4x200x9.5x3.5cm = 0.027cum+ Rails Top & intermediate rails 2x110.5x9.5x3.5cm = 0.008cum+ Lock and bottom rails 2x110.5x19.7x3.5cm = 0.015cum.+ Beadings- 2x186.1x1.9x1.2cm = 0.001cum+ 4x171.70x1.9x1.2cm = 0.002cum. Total = 0.053 cum.+ Add for wastage @ 10% = 0.005cum. Grand Total = 0.058 cum or = 58 cudm
451 | 2505 | Hollock wood in planks | 10 cudm | 5.80 | 390.00 | 2262.00
451 | 2504 | Kiln seasoning of timber | cum | 0.058 | 750.00 | 43.50
451 | 9999 | (iii) Chemical treatment | L.S. | 9.10 | 2.00 | 18.20
451 | 2406 | Float glass sheet of nominal thickness 4 mm (weight not less than 10kg/sqm). | sqm | 1.27 | 300.00 | 381.00
451 | 0595 | Bright finished or black enamelled mild steel butt hinges 100x58x1.90 mm | 10 Nos | 0.60 | 80.00 | 48.00
451 | 0597 | Bright finished or black enamelled mild steel butt hinges50x37x1.50 mm | 10 Nos | 0.20 | 49.00 | 9.80
451 | 0637 | Bright finished or black enamelled mild steel screws 40 mm | 100 Nos | 0.48 | 60.00 | 28.80
451 | 0640 | Bright finished or black enamelled mild steel screws 20 mm | 100 Nos | 0.08 | 30.00 | 2.40
452 | 2204 | Carriage of Timber | cum | 0.058 | 118.59 | 6.88
452 |  | LABOUR
452 | 0156 | Carpenter (average) | day | 1.83 | 709.00 | 1297.47
452 | 0119 | Glazier | day | 0.23 | 679.00 | 156.17
452 | 0114 | Beldar | day | 0.77 | 558.00 | 429.66
452 | 9999 | Sundries | L.S. | 40.43 | 2.00 | 80.86
452 | TOTAL |  |  |  |  | 4764.74 | W
452 | Add 1 % Water charges on "W" |  |  |  |  | 47.65
452 | TOTAL |  |  |  |  | 4812.39 X
452 |  | Add GST on "X" (multiplying factor
452 |  | 0.1405) 676.14
452 | TOTAL |  |  |  |  | 5488.53 Y
452 | Add 15% CPOH on "Y" |  |  |  |  | 823.28
452 | TOTAL |  |  |  |  | 6311.80 | Z
452 | Add Cess @ 1% on "Z" |  |  |  |  | 63.12
452 | Cost of 2.16 sqm. |  |  |  |  | 6374.92
452 | Cost of 1 sqm. |  |  |  |  | 2951.35
452 | Say |  |  |  |  | 2951.35
452 | 9.9.2.2 | 30 mm thick Details of cost for shutter of door (glazed) 2000x108cm = 2.16 sqm. MATERIAL Hollock wood Styles : 4x200x9.5x3.0cm = 0.023cum+ Rails Top & intermediate rails 2x110.5x19.7x3.0cm = 0.006cum+ Lock and bottom rails 2x110.5x19.7x3.0cm = 0.013cum+ Beadings- 2x186.1x1.9x1.2cm = 0.001cum+ 4x171.70x1.9x1.2cm = 0.002cum. Total = 0.045 cum.+ Add for wastage @ 10% = 0.005cum. Grand Total = 0.050 = 50 cudm
452 | 2505 | Hollock wood in planks | 10 cudm | 5.00 | 390.00 | 1950.00
452 | 2504 | Kiln seasoning of timber | cum | 0.05 | 750.00 | 37.50
452 | 9999 | Chemical treatment | L.S. | 9.10 | 2.00 | 18.20
452 | 2406 | Float glass sheet of nominal thickness 4 mm (weight not less than 10kg/sqm). | sqm | 1.27 | 300.00 | 381.00
452 | 0595 | Bright finished or black enamelled mild steel butt hinges 100x58x1.90 mm | 10 Nos | 0.60 | 80.00 | 48.00
452 | 0597 | Bright finished or black enamelled mild steel butt hinges50x37x1.50 mm | 10 Nos | 0.20 | 49.00 | 9.80
452 | 0637 | Bright finished or black enamelled mild steel screws 40 mm | 100 Nos | 0.48 | 60.00 | 28.80
452 | 0640 | Bright finished or black enamelled mild steel screws 20 mm | 100 Nos | 0.08 | 30.00 | 2.40
452 | 2204 | Carriage of Timber | cum | 0.05 | 118.59 | 5.93
453 |  | LABOUR
453 | 0156 | Carpenter (average) | day | 1.83 | 709.00 | 1297.47
453 | 0119 | Glazier | day | 0.23 | 679.00 | 156.17
453 | 0114 | Beldar | day | 0.77 | 558.00 | 429.66
453 | 9999 | Sundries | L.S. | 40.43 | 2.00 | 80.86
453 | TOTAL |  |  |  |  | 4445.79 | W
453 | Add 1 % Water charges on "W" |  |  |  |  | 44.46
453 | TOTAL |  |  |  |  | 4490.25 X
453 |  | Add GST on "X" (multiplying factor
453 |  | 0.1405) 630.88
453 | TOTAL |  |  |  |  | 5121.13 Y
453 | Add 15% CPOH on "Y" |  |  |  |  | 768.17
453 | TOTAL |  |  |  |  | 5889.30 | Z
453 | Add Cess @ 1% on "Z" |  |  |  |  | 58.89
453 | Cost of 2.16 sqm. |  |  |  |  | 5948.19
453 | Cost of 1 sqm. |  |  |  |  | 2753.79
453 | Say |  |  |  |  | 2753.80
453 | 9.9.3 | Kiln seasoned selected planks of sheesham wood
453 | 9.9.3.1 | 35 mm thick Details of cost for shutters of a door (glazed) 200x108cm = 2.16 sqm. MATERIAL Sheesham wood Styles : 4x200x9.5x3.5cm = 0.027cum+ Rails Top & intermediate rails 2x110.5x9.5x3.5cm = 0.008cum+ Lock and bottom rails 2x110.5x19.7x3.5cm = 0.015cum.+ Beadings- 2x186.1x1.9x1.2cm = 0.001cum+ 4x171.70x1.9x1.2cm = 0.002cum. Total = 0.053 cum.+ Add for wastage @ 10% = 0.005cum. Grand Total = 0.058 cum or = 58 cudm
453 | 1200 | Kiln seasoned selected sheesum wood planks | 10 cudm | 5.80 | 650.00 | 3770.00
453 | 2504 | Kiln seasoning of timber | cum | 0.058 | 750.00 | 43.50
453 | 2406 | Float glass sheet of nominal thickness 4 mm (weight not less than 10kg/sqm). | sqm | 1.27 | 300.00 | 381.00
453 | 0595 | Bright finished or black enamelled mild steel butt hinges 100x58x1.90 mm | 10 Nos | 0.60 | 80.00 | 48.00
453 | 0597 | Bright finished or black enamelled mild steel butt hinges50x37x1.50 mm | 10 Nos | 0.20 | 49.00 | 9.80
453 | 0637 | Bright finished or black enamelled mild steel screws 40 mm | 100 Nos | 0.48 | 60.00 | 28.80
454 | 0640 | Bright finished or black enamelled mild steel screws 20 mm | 100 Nos | 0.08 | 30.00 | 2.40
454 | 2204 | Carriage of Timber | cum | 0.058 | 118.59 | 6.88
454 |  | LABOUR
454 | 0156 | Carpenter (average) | day | 1.83 | 709.00 | 1297.47
454 | 0119 | Glazier | day | 0.23 | 679.00 | 156.17
454 | 0114 | Beldar | day | 0.77 | 558.00 | 429.66
454 | 9999 | Sundries | L.S. | 40.43 | 2.00 | 80.86
454 | TOTAL |  |  |  |  | 6254.54 | W
454 | Add 1 % Water charges on "W" |  |  |  |  | 62.55
454 | TOTAL |  |  |  |  | 6317.08 X
454 |  | Add GST on "X" (multiplying factor
454 |  | 0.1405) 887.55
454 | TOTAL |  |  |  |  | 7204.63 Y
454 | Add 15% CPOH on "Y" |  |  |  |  | 1080.70
454 | TOTAL |  |  |  |  | 8285.33 | Z
454 | Add Cess @ 1% on "Z" |  |  |  |  | 82.85
454 | Cost of 2.16 sqm. |  |  |  |  | 8368.18
454 | Cost of 1 sqm. |  |  |  |  | 3874.16
454 | Say |  |  |  |  | 3874.15
454 | 9.9.3.2 | 30 mm thick Details of cost for shutter of door (glazed) 2000x108cm = 2.16 sqm. MATERIAL Sheesham wood Styles : 4x200x9.5x3.0cm = 0.023cum+ Rails Top & intermediate rails 2x110.5x19.7x3.0cm = 0.006cum+ Lock and bottom rails 2x110.5x19.7x3.0cm = 0.013cum+ Beadings- 2x186.1x1.9x1.2cm = 0.001cum+ 4x171.70x1.9x1.2cm = 0.002cum. Total = 0.045 cum.+ Add for wastage @ 10% = 0.005cum. Grand Total = 0.050 = 50 cudm
454 | 1200 | Kiln seasoned selected sheesum wood planks | 10 cudm | 5.00 | 650.00 | 3250.00
454 | 2504 | Kiln seasoning of timber | cum | 0.05 | 750.00 | 37.50
454 | 2406 | Float glass sheet of nominal thickness 4 mm (weight not less than 10kg/sqm). | sqm | 1.27 | 300.00 | 381.00
454 | 0595 | Bright finished or black enamelled mild steel butt hinges 100x58x1.90 mm | 10 Nos | 0.60 | 80.00 | 48.00
454 | 0597 | Bright finished or black enamelled mild steel butt hinges50x37x1.50 mm | 10 Nos | 0.20 | 49.00 | 9.80
454 | 0637 | Bright finished or black enamelled mild steel screws 40 mm | 100 Nos | 0.48 | 60.00 | 28.80
454 | 0640 | Bright finished or black enamelled mild steel screws 20 mm | 100 Nos | 0.08 | 30.00 | 2.40
455 | 2204 | Carriage of Timber | cum | 0.05 | 118.59 | 5.93
455 |  | LABOUR
455 | 0156 | Carpenter (average) | day | 1.83 | 709.00 | 1297.47
455 | 0119 | Glazier | day | 0.23 | 679.00 | 156.17
455 | 0114 | Beldar | day | 0.77 | 558.00 | 429.66
455 | 9999 | Sundries | L.S. | 40.43 | 2.00 | 80.86
455 | TOTAL |  |  |  |  | 5727.59 | W
455 | Add 1 % Water charges on "W" |  |  |  |  | 57.28
455 | TOTAL |  |  |  |  | 5784.87 X
455 |  | Add GST on "X" (multiplying factor
455 |  | 0.1405) 812.77
455 | TOTAL |  |  |  |  | 6597.64 Y
455 | Add 15% CPOH on "Y" |  |  |  |  | 989.65
455 | TOTAL |  |  |  |  | 7587.28 | Z
455 | Add Cess @ 1% on "Z" |  |  |  |  | 75.87
455 | Cost of 2.16 sqm. |  |  |  |  | 7663.16
455 | Cost of 1 sqm. |  |  |  |  | 3547.76
455 | Say |  |  |  |  | 3547.75
455 | 9.10 | Providing and fixing factory made laminated veneer lumber glazed shutter conforming to IS: 14616 and TADS 15:2001 (Part B), using 4 mm thick float glass panes for doors, windows and clerestory windows fixing with butt hinges of required size with necessary screws, all as per directions of Engineer-in-charge (Note:- Butt hinges and necessary screws shall be paid separately)
455 | 9.10.1 | 30 mm thick shutters Details of cost of one shutter 220x108cm = 2.38sqm. MATERIAL
455 | 7151 | Factory made 30 mm thick shutters with laminated veneer lumber styles rails as per TADS IS:1995 and panels of sheet glass using 10 kg/ sqm glass panes | sqm | 2.38 | 1620.00 | 3855.60
455 | 9977 | Carriage of shutters | L.S. | 29.64 | 2.00 | 59.28
455 |  | LABOUR
455 | 0156 | Carpenter (average) | day | 0.52 | 709.00 | 368.68
455 | 0114 | Beldar | day | 0.60 | 368.00 | 220.80
455 | 9999 | Sundries | L.S. | 35.88 | 2.00 | 71.76
455 | TOTAL |  |  |  |  | 4576.12 | W
455 | Add 1 % Water charges on "W" |  |  |  |  | 45.76
455 | TOTAL |  |  |  |  | 4621.88 X
455 |  | Add GST on "X" (multiplying factor
455 |  | 0.1405) 649.37
455 | TOTAL |  |  |  |  | 5271.26 Y
455 | Add 15% CPOH on "Y" |  |  |  |  | 790.69
455 | TOTAL |  |  |  |  | 6061.94 | Z
455 | Add Cess @ 1% on "Z" |  |  |  |  | 60.62
455 | Cost of 2.38 sqm. |  |  |  |  | 6122.56
455 | Cost of 1 sqm. |  |  |  |  | 2572.51
455 | Say |  |  |  |  | 2572.50
456 | 9.11 | Extra for providing heavy sheet float glass panes instead of ordinary float glass in glazed doors, windows and clerestory window shutters. (Area of opening for glass panes excluding portion inside rebate shall be measured)
456 | 9.11.1 | 5.0 mm thick instead of 4 mm thick. Details of cost for one sqm. MATERIAL
456 | 2407 | Float glass sheet of nominal thickness 5.0 mm.(weight not less than 12.50 kg/ sqm). | sqm | 1.00 | 500.00 | 500.00
456 |  | Deduct
456 | 2406 | Float glass sheet of nominal thickness 4 mm (weight not less than 10kg/sqm). | sqm | -1.00 | 300.00 | -300.00
456 | TOTAL |  |  |  |  | 200.00 W
456 | Add 1 % Water charges on "W" |  |  |  |  | 2.00
456 | TOTAL |  |  |  |  | 202.00 X
456 |  | Add GST on "X" (multiplying factor
456 |  | 0.1405) 28.38
456 | TOTAL |  |  |  |  | 230.38 Y
456 | Add 15% CPOH on "Y" |  |  |  |  | 34.56
456 | TOTAL |  |  |  |  | 264.94 | Z
456 | Add Cess @ 1% on "Z" |  |  |  |  | 2.65
456 | Cost of 1 sqm. |  |  |  |  | 267.59
456 | Say |  |  |  |  | 267.60
456 | 9.12 | Extra for providing frosted glass panes 4 mm thick instead of ordinary float glass panes 4 mm thick in doors, windows and clerestory window shutters. (Area of opening for glass panes excluding portion inside rebate shall be measured). Cost for 1 sqm. MATERIAL
456 | 7032 | Frosted glass sheet of nominal thickness 4 mm (weighing not less than 10 kg/sqm) | sqm | 1.00 | 460.00 | 460.00
456 |  | Deduct
456 | 2406 | Float glass sheet of nominal thickness 4 mm (weight not less than 10kg/sqm). | sqm | -1.00 | 300.00 | -300.00
456 | TOTAL |  |  |  |  | 160.00 W
456 | Add 1 % Water charges on "W" |  |  |  |  | 1.60
456 | TOTAL |  |  |  |  | 161.60 X
456 |  | Add GST on "X" (multiplying factor
456 |  | 0.1405) 22.70
456 | TOTAL |  |  |  |  | 184.30 Y
456 | Add 15% CPOH on "Y" |  |  |  |  | 27.65
456 | TOTAL |  |  |  |  | 211.95 | Z
456 | Add Cess @ 1% on "Z" |  |  |  |  | 2.12
456 | Cost of 1 sqm. |  |  |  |  | 214.07
456 | Say |  |  |  |  | 214.05
457 | 9.13 | Deduct for providing pin headed glass panes instead of ordinary float glass panes weighing 4 mm thick in doors, windows and clerestory windows shutters (Area of opening for glass panes excluding portion inside rebate shall be measured). Cost for 1 sqm. MATERIAL
457 | 2406 | Float glass sheet of nominal thickness 4 mm (weight not less than 10kg/sqm). | sqm | -1.00 | 300.00 | -300.00
457 |  | Deduct
457 | 7451 | Glass sheet (Pin headed) 4 mm thick | sqm | 1.00 | 305.00 | 305.00
457 | TOTAL |  |  |  |  | 5.00 W
457 | Add 1 % Water charges on "W" |  |  |  |  | 0.05
457 | TOTAL |  |  |  |  | 5.05 X
457 |  | Add GST on "X" (multiplying factor
457 |  | 0.1405) 0.71
457 | TOTAL |  |  |  |  | 5.76 Y
457 | Add 15% CPOH on "Y" |  |  |  |  | 0.86
457 | TOTAL |  |  |  |  | 6.62 | Z
457 | Add Cess @ 1% on "Z" |  |  |  |  | 0.07
457 | Cost of 1 sqm. |  |  |  |  | 6.69
457 | Say |  |  |  |  | 6.70
457 | 9.14 | Extra for providing ISI marked Stainless Steel butt hinges instead of M.S. pressed butt hinges bright finished of required size with necessary screws. (Shutter area to be measured). Details of cost for one door shutter of a door 200x108cm = 2.16 sqm. MATERIAL
457 | 8220 | Stainless steel butt hinges (heavy weight) 100x60x2.5 mm IS : 12817 marked | 10 Nos | 0.60 | 255.00 | 153.00
457 | 8218 | Stainless steel butt hinges 50x37x 1.5 mm IS : 12817 marked | 10 Nos | 0.20 | 135.00 | 27.00
457 | 8211 | Stainless steel screws 40 mm | 100 Nos | 0.48 | 215.00 | 103.20
457 | 8214 | Stainless steel screws 20 mm | 100 Nos | 0.08 | 125.00 | 10.00
457 |  | Deduct
457 | 0595 | Bright finished or black enamelled mild steel butt hinges 100x58x1.90 mm | 10 Nos | -0.60 | 80.00 | -48.00
457 | 0597 | Bright finished or black enamelled mild steel butt hinges50x37x1.50 mm Black enameled Iron | 10 Nos | -0.20 | 49.00 | -9.80
457 | 0637 | Bright finished or black enamelled mild steel screws 40 mm | 100 Nos | -0.48 | 60.00 | -28.80
458 | 0640 | Bright finished or black enamelled mild steel screws 20 mm | 100 Nos | -0.08 | 30.00 | -2.40
458 | TOTAL |  |  |  |  | 204.20 W
458 | Add 1 % Water charges on "W" |  |  |  |  | 2.04
458 | TOTAL |  |  |  |  | 206.24 X
458 |  | Add GST on "X" (multiplying factor
458 |  | 0.1405) 28.98
458 | TOTAL |  |  |  |  | 235.22 Y
458 | Add 15% CPOH on "Y" |  |  |  |  | 35.28
458 | TOTAL |  |  |  |  | 270.50 | Z
458 | Add Cess @ 1% on "Z" |  |  |  |  | 2.71
458 | Cost of 2.16sqm. |  |  |  |  | 273.21
458 |  | Cost on 1 sqm. 126.48
458 | Say |  |  |  |  | 126.50
458 | 9.15 | Deduct for not providing hinges in doors, windows or clerestory window shutters with :
458 | 9.15.1 | Stainless steel butt hinges with stainless steel screws :
458 | 9.15.1.1 | For 2nd class teak wood and other class of wood shutters Details of cost of fittings for shutter of size 200x108cm = 2.16 sqm. MATERIAL Anodised aluminum butt hinges
458 | 8220 | Stainless steel butt hinges (heavy weight) 100x60x2.5 mm IS : 12817 marked | 10 Nos | 0.60 | 255.00 | 153.00
458 | 8218 | Stainless steel butt hinges 50x37x 1.5 mm IS : 12817 marked | 10 Nos | 0.20 | 135.00 | 27.00
458 | 8211 | Stainless steel screws 40 mm | 100 Nos | 0.48 | 215.00 | 103.20
458 | 8214 | Stainless steel screws 20 mm | 100 Nos | 0.08 | 125.00 | 10.00
458 | TOTAL |  |  |  |  | 293.20 W
458 | Add 1 % Water charges on "W" |  |  |  |  | 2.93
458 | TOTAL |  |  |  |  | 296.13 X
458 |  | Add GST on "X" (multiplying factor
458 |  | 0.1405) 41.61
458 | TOTAL |  |  |  |  | 337.74 Y
458 | Add 15% CPOH on "Y" |  |  |  |  | 50.66
458 | TOTAL |  |  |  |  | 388.40 | Z
458 | Add Cess @ 1% on "Z" |  |  |  |  | 3.88
458 | Cost of 2.16 sqm. |  |  |  |  | 392.28
458 | Cost of 1 sqm. |  |  |  |  | 181.61
458 | Say |  |  |  |  | 181.60
459 | 9.15.2 | ISI marked M.S. pressed butt hinges bright finished of required size.
459 | 9.15.2.1 | For 2nd class teak wood and other class of wood shutters Details of cost of hinges with screws for shutters of size 200x108cm = 2.16 sqm. MATERIAL
459 | 0595 | Bright finished or black enamelled mild steel butt hinges 100x58x1.90 mm | 10 Nos | 0.60 | 80.00 | 48.00
459 | 0597 | Bright finished or black enamelled mild steel butt hinges50x37x1.50 mm | 10 Nos | 0.20 | 49.00 | 9.80
459 | 0637 | Bright finished or black enamelled mild steel screws 40 mm | 100 Nos | 0.48 | 60.00 | 28.80
459 | 0640 | Bright finished or black enamelled mild steel screws 20 mm | 100 Nos | 0.08 | 30.00 | 2.40
459 | TOTAL |  |  |  |  | 89.00 W
459 | Add 1 % Water charges on "W" |  |  |  |  | 0.89
459 | TOTAL |  |  |  |  | 89.89 X
459 |  | Add GST on "X" (multiplying factor
459 |  | 0.1405) 12.63
459 | TOTAL |  |  |  |  | 102.52 Y
459 | Add 15% CPOH on "Y" |  |  |  |  | 15.38
459 | TOTAL |  |  |  |  | 117.90 | Z
459 | Add Cess @ 1% on "Z" |  |  |  |  | 1.18
459 | Cost of 2.16 sqm. |  |  |  |  | 119.08
459 | Cost of 1 sqm. |  |  |  |  | 55.13
459 | Say |  |  |  |  | 55.15
459 | 9.16 | Providing and fixing 25 mm thick shutters for cup board etc. :
459 | 9.16.1 | Panelled or panelled & glazed shutters :
459 | 9.16.1.1 | Second class teak wood including ISI marked anodised aluminium butt hinges with necessary screws Details of cost for shutters of a cup- board (half glazed and half panelled) 200x108cm = 2.16 sqm. MATERIAL Styles- 4x200x8.0x2.5cm = 0.016 cum+ Rails- Top rail- 1x110.5x8.0x2.5cm = 0.0022cum+ Lock and bottom rail- 2x110.5x8.0x2.5cm = 0.0044 cum. Panels- 2x48x41x1.6cm = 0.006cum+ Sash bars- 2x114x3.8x2.5cm = 0.003cum+ 6x48x3.8x2.5cm = 0.003 cum+ Beading- 16x92x1.4x1.2cm = 0.002cum Total = 0.0366
460 |  | Add for wastage @ 10% = 0.0037 cum.
460 |  | Grand Total = 0.0403 cum or 40 cudm
460 | 1190 | Second class teak wood in planks | 10 cudm | 4.00 | 791.00 | 3164.00
460 | 2204 | Carriage of Timber | cum | 0.04 | 118.59 | 4.74
460 | 2406 | Float glass sheet of nominal thickness 4 mm (weight not less than 10kg/sqm). | sqm | 0.99 | 300.00 | 297.00
460 |  | Fittings-
460 | 0694 | Anodised Aluminium butt hinges 75x45x3.2 mm | 10 Nos | 0.60 | 196.00 | 117.60
460 | 0586 | Chromium plated Brass screws 40 mm | 100 Nos | 0.48 | 290.00 | 139.20
460 |  | LABOUR
460 | 0111 | Carpenter 1st class | day | 2.40 | 738.00 | 1771.20
460 | 0119 | Glazier | day | 0.18 | 679.00 | 122.22
460 | 0114 | Beldar | day | 0.77 | 558.00 | 429.66
460 | 9999 | Sundries | L.S. | 40.43 | 2.00 | 80.86
460 | TOTAL |  |  |  |  | 6126.48W
460 | Add 1 % Water charges on "W" |  |  |  |  | 61.26
460 | TOTAL |  |  |  |  | 6187.75 X
460 |  | Add GST on "X" (multiplying factor
460 |  | 0.1405) 869.38
460 | TOTAL |  |  |  |  | 7057.13 Y
460 | Add 15% CPOH on "Y" |  |  |  |  | 1058.57
460 | TOTAL |  |  |  |  | 8115.70 Z
460 | Add Cess @ 1% on "Z" |  |  |  |  | 81.16
460 | Cost of 2.16 sqm. |  |  |  |  | 8196.85
460 | Cost of 1 sqm. |  |  |  |  | 3794.84
460 | Say |  |  |  |  | 3794.85
460 | 9.16.1.2 | Second class teak wood including iSi marked nickel plated bright finished M.S. piano hinges with necessary screws Details of cost for shutters of a cup- board (half glazed and half panelled) 200x108cm = 2.16 sqm. MATERIAL Styles- 4x200x8.0x2.5cm = 0.016 cum+ Rails- Top rail- 1x110.5x8.0x2.5cm = 0.0022cum+ Lock and bottom rail- 2x110.5x8.0x2.5cm = 0.0044 cum. Panels- 2x48x41x1.6cm = 0.006cum+ Sash bars- 2x114x3.8x2.5cm = 0.003cum+ 6x48x3.8x2.5cm = 0.003 cum+ Beading- 16x92x1.4x1.2cm = 0.002cum Total = 0.0366 Add for wastage @ 10% = 0.0037 cum. Grand Total = 0.0403 cum or 40 cudm
461 | 1190 | Second class teak wood in planks | 10 cudm | 4.00 | 791.00 | 3164.00
461 | 2204 | Carriage of Timber | cum | 0.04 | 118.59 | 4.74
461 | 2406 | Float glass sheet of nominal thickness 4 mm (weight not less than 10kg/sqm). | sqm | 0.99 | 300.00 | 297.00
461 |  | Fittings-
461 | 0608 | Nickel plated mild steel piono hinges 1 mm thick 25 mm wide | metre | 4.00 | 39.00 | 156.00
461 | 0586 | Chromium plated Brass screws 40 mm | 100 Nos | 1.14 | 290.00 | 330.60
461 |  | LABOUR
461 | 0111 | Carpenter 1st class | day | 2.40 | 738.00 | 1771.20
461 | 0119 | Glazier | day | 0.18 | 679.00 | 122.22
461 | 0114 | Beldar | day | 0.77 | 558.00 | 429.66
461 | 9999 | Sundries | L.S. | 40.43 | 2.00 | 80.86
461 | TOTAL |  |  |  |  | 6356.28W
461 | Add 1 % Water charges on "W" |  |  |  |  | 63.56
461 | TOTAL |  |  |  |  | 6419.85 X
461 |  | Add GST on "X" (multiplying factor
461 |  | 0.1405) 901.99
461 | TOTAL |  |  |  |  | 7321.83 Y
461 | Add 15% CPOH on "Y" |  |  |  |  | 1098.28
461 | TOTAL |  |  |  |  | 8420.11 Z
461 | Add Cess @ 1% on "Z" |  |  |  |  | 84.20
461 | Cost of 2.16 sqm. |  |  |  |  | 8504.31
461 | Cost of 1 sqm. |  |  |  |  | 3937.18
461 | Say |  |  |  |  | 3937.20
461 | 9.16.2 | Glazed shutters :
461 | 9.16.2.1 | Second class teak wood including ISI marked anodized aluminium butt hinges with necessary screws Details of cost for shutter of cup-board 2000x108cm = 2.16 sqm. MATERIAL (i) Teak wood second class Styles : 4x200x9.5x2.5 cm = 0.019 cum Rails Top & intermediate rails 2x110.5x9.5x2.5 cm = 0.006 cum Lock and bottom rails 2x110.5x19.7x2.5 cm = 0.011 cum Beadings- 2x186.1x1.9x1.2cm = 0.001cum+ 4x171.70x1.9x1.2cm = 0.002cum. Total = 0.039 cum. Add for wastage @ 10% = 0.004 cum. Grand Total = 0.043 cum. 43 cudm
461 | 1190 | Second class teak wood in planks | 10 cudm | 4.30 | 791.00 | 3401.30
461 | 2406 | Float glass sheet of nominal thickness 4 mm (weight not less than 10kg/sqm). | sqm | 1.27 | 300.00 | 381.00
461 | 0694 | Anodised Aluminium butt hinges 75x45x3.2 mm | 10 Nos | 0.60 | 196.00 | 117.60
462 | 0639 | Bright finished or black enamelled mild steel screws 25 mm | 100 Nos | 0.48 | 36.00 | 17.28
462 | 2204 | Carriage of Timber | cum | 0.043 | 118.59 | 5.10
462 |  | LABOUR
462 | 0156 | Carpenter (average) | day | 1.83 | 709.00 | 1297.47
462 | 0119 | Glazier | day | 0.23 | 679.00 | 156.17
462 | 0114 | Beldar | day | 0.77 | 558.00 | 429.66
462 | 9999 | Sundries | L.S. | 40.43 | 2.00 | 80.86
462 | TOTAL |  |  |  |  | 5886.44 | W
462 | Add 1 % Water charges on "W" |  |  |  |  | 58.86
462 | TOTAL |  |  |  |  | 5945.30 X
462 |  | Add GST on "X" (multiplying factor
462 |  | 0.1405) 835.32
462 | TOTAL |  |  |  |  | 6780.62 Y
462 | Add 15% CPOH on "Y" |  |  |  |  | 1017.09
462 | TOTAL |  |  |  |  | 7797.71 | Z
462 | Add Cess @ 1% on "Z" |  |  |  |  | 77.98
462 | Cost of 2.16 sqm. |  |  |  |  | 7875.69
462 | Cost of 1 sqm. |  |  |  |  | 3646.15
462 | Say |  |  |  |  | 3646.15
462 | 9.16.2.2 | Second class teak wood including ISI marked nickel plated bright finished M.S. piano hinges with necessary screws Details of cost for shutter of cup-board 2000x108cm = 2.16 sqm. MATERIAL (i) Teak wood second class Styles : 4x200x9.5x2.5 cm = 0.019 cum Rails Top & intermediate rails 2x110.5x9.5x2.5 cm = 0.006 cum Lock and bottom rails 2x110.5x19.7x2.5 cm = 0.011 cum Beadings- 2x186.1x1.9x1.2cm = 0.001cum+ 4x171.70x1.9x1.2cm = 0.002cum. Total = 0.039 cum. Add for wastage @ 10% = 0.004 cum. Grand Total = 0.0403 cum or 43 cudm
462 | 1190 | Second class teak wood in planks | 10 cudm | 4.30 | 791.00 | 3401.30
462 | 2406 | Float glass sheet of nominal thickness 4 mm (weight not less than 10kg/sqm). | sqm | 1.27 | 300.00 | 381.00
462 | 0608 | Nickel plated mild steel piono hinges 1 mm thick 25 mm wide | metre | 4.00 | 39.00 | 156.00
462 | 0639 | Bright finished or black enamelled mild steel screws 25 mm | 100 Nos | 1.14 | 36.00 | 41.04
462 | 2204 | Carriage of Timber | cum | 0.043 | 118.59 | 5.10
462 |  | LABOUR
462 | 0156 | Carpenter (average) | day | 1.83 | 709.00 | 1297.47
462 | 0119 | Glazier | day | 0.23 | 679.00 | 156.17
462 | 0114 | Beldar | day | 0.77 | 558.00 | 429.66
463 | 9999 | Sundries | L.S. | 40.43 | 2.00 | 80.86
463 | TOTAL |  |  |  |  | 5948.60 W
463 | Add 1 % Water charges on "W" |  |  |  |  | 59.49
463 | TOTAL |  |  |  |  | 6008.09 X
463 |  | Add GST on "X" (multiplying factor
463 |  | 0.1405) 844.14
463 | TOTAL |  |  |  |  | 6852.22 Y
463 | Add 15% CPOH on "Y" |  |  |  |  | 1027.83
463 | TOTAL |  |  |  |  | 7880.05 | Z
463 | Add Cess @ 1% on "Z" |  |  |  |  | 78.80
463 | Cost of 2.16 sqm. |  |  |  |  | 7958.86
463 | Cost of 1 sqm. |  |  |  |  | 3684.66
463 | Say |  |  |  |  | 3684.65
463 | 9.17 | Providing and fixing flat pressed 3 layer particle board medium density exterior grade (Grade I) or graded wood particle board IS : 3087 marked, to frame, backing or studding with screws etc. complete (Frames, backing or studding to be paid separately):
463 | 9.17.1 | 12 mm thick Details of cost for 350x200cm = 7sqm. MATERIAL 12mm thick particle board = 7.00sqm.+ Add wastage @ 5% = 0.35 sqm. Total = 7.35 sqm
463 | 0341 | Flat pressed 3 layer particle board (medium density) Grade I :12 mm thick | sqm | 7.35 | 288.00 | 2116.80
463 | 9977 | Carriage of particle board | L.S. | 13.52 | 2.00 | 27.04
463 | 9999 | Sundries and screws | L.S. | 26.91 | 2.00 | 53.82
463 |  | LABOUR
463 | 0112 | Carpenter 2nd class | day | 0.90 | 679.00 | 611.10
463 | 0114 | Beldar | day | 1.00 | 558.00 | 558.00
463 | TOTAL |  |  |  |  | 3366.76 W
463 | Add 1 % Water charges on "W" |  |  |  |  | 33.67
463 | TOTAL |  |  |  |  | 3400.43 X
463 |  | Add GST on "X" (multiplying factor
463 |  | 0.1405) 477.76
463 | TOTAL |  |  |  |  | 3878.19 Y
463 | Add 15% CPOH on "Y" |  |  |  |  | 581.73
463 | TOTAL |  |  |  |  | 4459.92 | Z
463 | Add Cess @ 1% on "Z" |  |  |  |  | 44.60
463 | Cost of 7 sqm. |  |  |  |  | 4504.51
463 | Cost of 1 sqm. |  |  |  |  | 643.50
463 | Say |  |  |  |  | 643.50
463 | 9.17.2 | 18 mm thick Details of cost for 350x200cm = 7sqm. MATERIAL 12mm thick particle board = 7.00sqm.+ Add wastage @ 5% = 0.35 sqm. Total = 7.35 sqm
464 | 7055 | Flat pressed 3 layer and graded particle board (medium density) Grade 1 conforming to IS : 3087 - 18 mm thick | sqm | 7.35 | 480.00 | 3528.00
464 | 9977 | Carriage of particle board | L.S. | 19.76 | 2.00 | 39.52
464 | 9999 | Sundries and screws | L.S. | 26.91 | 2.00 | 53.82
464 |  | LABOUR
464 | 0112 | Carpenter 2nd class | day | 0.90 | 679.00 | 611.10
464 | 0114 | Beldar | day | 1.00 | 558.00 | 558.00
464 | TOTAL |  |  |  |  | 4790.44 W
464 | Add 1 % Water charges on "W" |  |  |  |  | 47.90
464 | TOTAL |  |  |  |  | 4838.34 X
464 |  | Add GST on "X" (multiplying factor
464 |  | 0.1405) 679.79
464 | TOTAL |  |  |  |  | 5518.13 Y
464 | Add 15% CPOH on "Y" |  |  |  |  | 827.72
464 | TOTAL |  |  |  |  | 6345.85 | Z
464 | Add Cess @ 1% on "Z" |  |  |  |  | 63.46
464 | Cost of 7 sqm. |  |  |  |  | 6409.31
464 | Cost of 1 sqm. |  |  |  |  | 915.62
464 | Say |  |  |  |  | 915.60
464 | 9.18 | Providing and fixing Pre-laminated flat pressed 3 layer (medium density) particle board or graded wood particle board IS : 3087 marked, with one side decorative and other side balancing lamination Grade I, Type II exterior grade IS : 12823 marked, in shelves with screws and fittings wherever required, edges to be painted with polyurethane primer (fittings to be paid separately).
464 | 9.18.1 | 18 mm thick Details of cost for 4 nos. 75x20cm shelves = 0.60 sqm. MATERIAL 18mm thick particle board 4x75x20cm = 0.60sqm. Add wastage @ 5% = 0.03sqm. Total = 0.63 sqm
464 | 7478 | Prelaminated particle board with one side decorative and other side balancing lamination, flat pressed 3 layer & graded (medium density) Grade I, Type II conforming to IS : 12823 (exterior grade) 18 mm thick | sqm | 0.63 | 650.00 | 409.50
464 | 9977 | Carriage of board | L.S. | 0.91 | 2.00 | 1.82
464 |  | LABOUR
464 | 0112 | Carpenter 2nd class | day | 0.11 | 679.00 | 74.69
464 | 0114 | Beldar | day | 0.06 | 558.00 | 33.48
465 | 9999 | Sundries, Painting edges & Screws | L.S. | 7.80 | 2.00 | 15.60
465 | TOTAL |  |  |  |  | 535.09 W
465 | Add 1 % Water charges on "W" |  |  |  |  | 5.35
465 | TOTAL |  |  |  |  | 540.44 X
465 |  | Add GST on "X" (multiplying factor
465 |  | 0.1405) 75.93
465 | TOTAL |  |  |  |  | 616.37 Y
465 | Add 15% CPOH on "Y" |  |  |  |  | 92.46
465 | TOTAL |  |  |  |  | 708.83 | Z
465 | Add Cess @ 1% on "Z" |  |  |  |  | 7.09
465 | Cost of 0.60 sqm. |  |  |  |  | 715.92
465 |  | Cost per sqm. 1193.20
465 | Say |  |  |  |  | 1193.20
465 | 9.18.2 | 25 mm thick Details of cost for 4 nos. 75x20cm shelves = 0.60 sqm. MATERIAL 25mm thick particle board 4x75x20cm = 0.60sqm. Add wastage @ 5% = 0.03sqm. Total = 0.63 sqm
465 | 7479 | Prelaminated particle board with one side decorative and other side balancing lamination, flat pressed 3 layer & graded (medium density) Grade I, Type II conforming to IS : 12823 (exterior grade) 25 mm thick | sqm | 0.63 | 900.00 | 567.00
465 | 9977 | Carriage of board | L.S. | 1.82 | 2.00 | 3.64
465 |  | LABOUR
465 | 0112 | Carpenter 2nd class | day | 0.11 | 679.00 | 74.69
465 | 0114 | Beldar | day | 0.06 | 558.00 | 33.48
465 | 9999 | Sundries, Painting edges & Screws | L.S. | 7.80 | 2.00 | 15.60
465 | TOTAL |  |  |  |  | 694.41 W
465 | Add 1 % Water charges on "W" |  |  |  |  | 6.94
465 | TOTAL |  |  |  |  | 701.35 X
465 |  | Add GST on "X" (multiplying factor
465 |  | 0.1405) 98.54
465 | TOTAL |  |  |  |  | 799.89 Y
465 | Add 15% CPOH on "Y" |  |  |  |  | 119.98
465 | TOTAL |  |  |  |  | 919.88 | Z
465 | Add Cess @ 1% on "Z" |  |  |  |  | 9.20
465 | Cost of 0.60 sqm. |  |  |  |  | 929.08
465 |  | Cost per sqm. 1548.46
465 | Say |  |  |  |  | 1548.45
466 | 9.20 | Providing and fixing ISI marked flush door shutters conforming to IS : 2202 (Part I) decorative type, core of block board construction with frame of 1st class hard wood and well matched teak 3 ply veneering with vertical grains or cross bands and face veneers on both faces of shutters.
466 | 9.20.1 | 35 mm thick including ISI marked Stainless Steel butt hinges with necessary screws Details of cost for 2.2 sqm. MATERIAL
466 | 0713 | Block board construction flush door with teak wood ply on both faces 35 mm thick | sqm | 2.20 | 1800.00 | 3960.00
466 | 9977 | Carriage of door | L.S. | 29.64 | 2.00 | 59.28
466 | 8220 | Stainless steel butt hinges (heavy weight) 100x60x2.5 mm IS : 12817 marked | 10 Nos | 0.60 | 255.00 | 153.00
466 | 8211 | Stainless steel screws 40 mm | 100 Nos | 0.48 | 215.00 | 103.20
466 |  | LABOUR
466 |  | For fixing shutter and fittings
466 | 0156 | Carpenter (average) | day | 0.55 | 709.00 | 389.95
466 | 0114 | Beldar | day | 0.55 | 558.00 | 306.90
466 | TOTAL |  |  |  |  | 4972.33 | W
466 | Add 1 % Water charges on "W" |  |  |  |  | 49.72
466 | TOTAL |  |  |  |  | 5022.05 X
466 |  | Add GST on "X" (multiplying factor
466 |  | 0.1405) 705.60
466 | TOTAL |  |  |  |  | 5727.65 Y
466 | Add 15% CPOH on "Y" |  |  |  |  | 859.15
466 | TOTAL |  |  |  |  | 6586.80 | Z
466 | Add Cess @ 1% on "Z" |  |  |  |  | 65.87
466 |  | Cost for 2.2 sqm. 6652.67
466 | Cost of 1 sqm. |  |  |  |  | 3023.94
466 | Say |  |  |  |  | 3023.95
466 | 9.20.2 | 30 mm thick including ISI marked Stainless Steel butt hinges with necessary screws Details of cost for 2.2 sqm. MATERIAL
466 | 0714 | Block board construction flush door with teak wood ply on both faces 30 mm thick | sqm | 2.20 | 1600.00 | 3520.00
466 | 9977 | Carriage of door | L.S. | 29.64 | 2.00 | 59.28
466 | 8220 | Stainless steel butt hinges (heavy weight) 100x60x2.5 mm IS : 12817 marked | 10 Nos | 0.60 | 255.00 | 153.00
466 | 8211 | Stainless steel screws 40 mm | 100 Nos | 0.48 | 215.00 | 103.20
466 |  | LABOUR
466 |  | For fixing shutter and fittings
466 | 0156 | Carpenter (average) | day | 0.55 | 709.00 | 389.95
467 | 0114 | Beldar | day | 0.55 | 558.00 | 306.90
467 | TOTAL |  |  |  |  | 4532.33 W
467 | Add 1 % Water charges on "W" |  |  |  |  | 45.32
467 | TOTAL |  |  |  |  | 4577.65 X
467 |  | Add GST on "X" (multiplying factor
467 |  | 0.1405) 643.16
467 | TOTAL |  |  |  |  | 5220.81 Y
467 | Add 15% CPOH on "Y" |  |  |  |  | 783.12
467 | TOTAL |  |  |  |  | 6003.94 | Z
467 | Add Cess @ 1% on "Z" |  |  |  |  | 60.04
467 |  | Cost for 2.2 sqm. 6063.97
467 | Cost of 1 sqm. |  |  |  |  | 2756.35
467 | Say |  |  |  |  | 2756.35
467 | 9.20.3 | 25 mm thick (for cupboard) including ISI marked nickel plated bright finished M.S. Piano hinges IS : 3818 marked with necessary screws Details of cost for 2.2 sqm. MATERIAL
467 | 0715 | Block board construction flush door with teak wood ply on both faces 25 mm thick | sqm | 2.20 | 1400.00 | 3080.00
467 | 9977 | Carriage of door | L.S. | 29.64 | 2.00 | 59.28
467 |  | Fittings-For a door 2.2x1.0m = 2.20 sqm.
467 | 0608 | Nickel plated mild steel piono hinges 1 mm thick 25 mm wide | metre | 4.40 | 39.00 | 171.60
467 | 0639 | Bright finished or black enamelled mild steel screws 25 mm | 100 Nos | 1.25 | 36.00 | 45.00
467 |  | LABOUR
467 |  | For fixing shutter and fittings
467 | 0156 | Carpenter (average) | day | 0.55 | 709.00 | 389.95
467 | 0114 | Beldar | day | 0.55 | 558.00 | 306.90
467 | TOTAL |  |  |  |  | 4052.73 | W
467 | Add 1 % Water charges on "W" |  |  |  |  | 40.53
467 | TOTAL |  |  |  |  | 4093.26 X
467 |  | Add GST on "X" (multiplying factor
467 |  | 0.1405) 575.10
467 | TOTAL |  |  |  |  | 4668.36 Y
467 | Add 15% CPOH on "Y" |  |  |  |  | 700.25
467 | TOTAL |  |  |  |  | 5368.61 | Z
467 | Add Cess @ 1% on "Z" |  |  |  |  | 53.69
467 |  | Cost for 2.2 sqm. 5422.30
467 | Cost of 1 sqm. |  |  |  |  | 2464.68
467 | Say |  |  |  |  | 2464.70
467 | 9.21 | Providing and fixing ISI marked flush door shutters conforming to IS : 2202 (Part I) non-decorative type, core of block board construction with frame of 1st class hard wood and well matched commercial 3 ply veneering with vertical grains or cross bands and face veneers on both faces of shutters:
468 | 9.21.1 | 35 mm thick including ISI marked Stainless Steel butt hinges with necessary screws Details of cost for 2.2 sqm. MATERIAL
468 | 0717 | Block board construction flush door with commercial ply on both faces 35 mm thick | sqm | 2.20 | 950.00 | 2090.00
468 | 9977 | Carriage of door | L.S. | 29.64 | 2.00 | 59.28
468 |  | Fittings-For a door 2.2x1.0m = 2.20 sqm.
468 | 8220 | Stainless steel butt hinges (heavy weight) 100x60x2.5 mm IS : 12817 marked | 10 Nos | 0.60 | 255.00 | 153.00
468 | 8211 | Stainless steel screws 40 mm | 100 Nos | 0.48 | 215.00 | 103.20
468 |  | LABOUR
468 |  | For fixing shutter and fittings
468 | 0156 | Carpenter (average) | day | 0.55 | 709.00 | 389.95
468 | 0114 | Beldar | day | 0.55 | 558.00 | 306.90
468 | TOTAL |  |  |  |  | 3102.33 | W
468 | Add 1 % Water charges on "W" |  |  |  |  | 31.02
468 | TOTAL |  |  |  |  | 3133.35 X
468 |  | Add GST on "X" (multiplying factor
468 |  | 0.1405) 440.24
468 | TOTAL |  |  |  |  | 3573.59 Y
468 | Add 15% CPOH on "Y" |  |  |  |  | 536.04
468 | TOTAL |  |  |  |  | 4109.63 | Z
468 | Add Cess @ 1% on "Z" |  |  |  |  | 41.10
468 |  | Cost for 2.2 sqm. 4150.72
468 | Cost of 1 sqm. |  |  |  |  | 1886.69
468 | Say |  |  |  |  | 1886.70
468 | 9.21.2 | 30 mm thick including ISI marked Stainless Steel butt hinges with necessary screws Details of cost for 2.2 sqm. MATERIAL
468 | 0718 | Block board construction flush door with commercial ply on both faces 30 mm thick | sqm | 2.20 | 900.00 | 1980.00
468 | 9977 | Carriage of door | L.S. | 29.64 | 2.00 | 59.28
468 |  | Fittings-For a door 2.2x1.0m = 2.20 sqm.
468 | 8220 | Stainless steel butt hinges (heavy weight) 100x60x2.5 mm IS : 12817 marked | 10 Nos | 0.60 | 255.00 | 153.00
468 | 8211 | Stainless steel screws 40 mm | 100 Nos | 0.48 | 215.00 | 103.20
468 |  | LABOUR
468 |  | For fixing shutter and fittings
468 | 0156 | Carpenter (average) | day | 0.55 | 709.00 | 389.95
469 | 0114 | Beldar | day | 0.55 | 558.00 | 306.90
469 | TOTAL |  |  |  |  | 2992.33 W
469 | Add 1 % Water charges on "W" |  |  |  |  | 29.92
469 | TOTAL |  |  |  |  | 3022.25 X
469 |  | Add GST on "X" (multiplying factor
469 |  | 0.1405) 424.63
469 | TOTAL |  |  |  |  | 3446.88 Y
469 | Add 15% CPOH on "Y" |  |  |  |  | 517.03
469 | TOTAL |  |  |  |  | 3963.91 | Z
469 | Add Cess @ 1% on "Z" |  |  |  |  | 39.64
469 |  | Cost for 2.2 sqm. 4003.55
469 | Cost of 1 sqm. |  |  |  |  | 1819.80
469 | Say |  |  |  |  | 1819.80
469 | 9.21.3 | 25 mm thick (for cupboard) including ISI marked nickel plated bright finished M.S. piano hinges with necessary screws Details of cost for 2.2 sqm. MATERIAL
469 | 0719 | Block board construction flush door with commercial ply on both faces 25 mm thick | sqm | 2.20 | 890.00 | 1958.00
469 | 9977 | Carriage of door | L.S. | 29.64 | 2.00 | 59.28
469 |  | Fittings-For a door 2.2x1.0m = 2.20 sqm.
469 | 0608 | Nickel plated mild steel piono hinges 1 mm thick 25 mm wide | metre | 4.40 | 39.00 | 171.60
469 | 0639 | Bright finished or black enamelled mild steel screws 25 mm | 100 Nos | 1.25 | 36.00 | 45.00
469 |  | LABOUR
469 |  | For fixing shutter and fittings
469 | 0156 | Carpenter (average) | day | 0.55 | 709.00 | 389.95
469 | 0114 | Beldar | day | 0.55 | 558.00 | 306.90
469 | TOTAL |  |  |  |  | 2930.73 | W
469 | Add 1 % Water charges on "W" |  |  |  |  | 29.31
469 | TOTAL |  |  |  |  | 2960.04 X
469 |  | Add GST on "X" (multiplying factor
469 |  | 0.1405) 415.89
469 | TOTAL |  |  |  |  | 3375.92 Y
469 | Add 15% CPOH on "Y" |  |  |  |  | 506.39
469 | TOTAL |  |  |  |  | 3882.31 | Z
469 | Add Cess @ 1% on "Z" |  |  |  |  | 38.82
469 |  | Cost for 2.2 sqm. 3921.13
469 | Cost of 1 sqm. |  |  |  |  | 1782.33
469 | Say |  |  |  |  | 1782.35
470 | 9.22 | Extra for Providing and fixing flush doors with decorative veneering instead of non decorative ISI marked flush door shutters conforming to IS: 2202 (Part I)
470 | 9.22.1 | On one side only Details of cost for 1sqm.
470 | 7307 | For flush door shutters Extra for providing teak veneering on one side instead of commercial veneering | sqm | 1.00 | 330.00 | 330.00
470 | TOTAL |  |  |  |  | 330.00 W
470 | Add 1 % Water charges on "W" |  |  |  |  | 3.30
470 | TOTAL |  |  |  |  | 333.30 X
470 |  | Add GST on "X" (multiplying factor
470 |  | 0.1405) 46.83
470 | TOTAL |  |  |  |  | 380.13 Y
470 | Add 15% CPOH on "Y" |  |  |  |  | 57.02
470 | TOTAL |  |  |  |  | 437.15 | Z
470 | Add Cess @ 1% on "Z" |  |  |  |  | 4.37
470 |  | Cost for 1 sqm. 441.52
470 | Say |  |  |  |  | 441.50
470 | 9.23 | Extra for providing lipping with 2nd class teak wood battens 25 mm minimum depth on all edges of flush door shutters (over all area of door shutter to be measured). Details of cost for 1 sqm. of door area lipping | door area | 1.00 | 300.00 | 300.00
470 | TOTAL |  |  |  |  | 300.00 W
470 | Add 1 % Water charges on "W" |  |  |  |  | 3.00
470 | TOTAL |  |  |  |  | 303.00 X
470 |  | Add GST on "X" (multiplying factor
470 |  | 0.1405) 42.57
470 | TOTAL |  |  |  |  | 345.57 Y
470 | Add 15% CPOH on "Y" |  |  |  |  | 51.84
470 | TOTAL |  |  |  |  | 397.41 | Z
470 | Add Cess @ 1% on "Z" |  |  |  |  | 3.97
470 |  | Cost for 1 sqm 401.38
470 | Say |  |  |  |  | 401.40
471 | 9.24 | Extra for providing vision panel not exceeding 0.1 sqm in all type of flush doors (cost of glass excluded) (overall area of door shutter to be measured):
471 | 9.24.1 | Rectangular or square Details of cost for 1 sqm. of door area Block board construction flush door | door area | 1.00 | 130.00 | 130.00
471 | TOTAL |  |  |  |  | 130.00 W
471 | Add 1 % Water charges on "W" |  |  |  |  | 1.30
471 | TOTAL |  |  |  |  | 131.30 X
471 |  | Add GST on "X" (multiplying factor
471 |  | 0.1405) 18.45
471 | TOTAL |  |  |  |  | 149.75 Y
471 | Add 15% CPOH on "Y" |  |  |  |  | 22.46
471 | TOTAL |  |  |  |  | 172.21 | Z
471 | Add Cess @ 1% on "Z" |  |  |  |  | 1.72
471 |  | Cost for 1 sqm. 173.93
471 | Say |  |  |  |  | 173.95
471 | 9.24.2 | Circular Details of cost for 1 sqm. of door area Block board construction flush door | door area | 1.00 | 135.00 | 135.00
471 | TOTAL |  |  |  |  | 135.00 W
471 | Add 1 % Water charges on "W" |  |  |  |  | 1.35
471 | TOTAL |  |  |  |  | 136.35 X
471 |  | Add GST on "X" (multiplying factor
471 |  | 0.1405) 19.16
471 | TOTAL |  |  |  |  | 155.51 Y
471 | Add 15% CPOH on "Y" |  |  |  |  | 23.33
471 | TOTAL |  |  |  |  | 178.83 | Z
471 | Add Cess @ 1% on "Z" |  |  |  |  | 1.79
471 |  | Cost for 1 sqm. 180.62
471 | Say |  |  |  |  | 180.60
472 | 9.25 | Extra if louvers (not exceeding 0.2 sqm) are provided in flush door shutters (overall area of door shutters to be measured).
472 | 9.25.1 | Decorative type door Details of cost for 1 sqm. of door area
472 | 0755 | Decorative type Louvers (upto 0.20 sqm)in Block board construction flush sqm of door | door area | 1.00 | 265.00 | 265.00
472 | TOTAL |  |  |  |  | 265.00 W
472 | Add 1 % Water charges on "W" |  |  |  |  | 2.65
472 | TOTAL |  |  |  |  | 267.65 X
472 |  | Add GST on "X" (multiplying factor
472 |  | 0.1405) 37.60
472 | TOTAL |  |  |  |  | 305.25 Y
472 | Add 15% CPOH on "Y" |  |  |  |  | 45.79
472 | TOTAL |  |  |  |  | 351.04 | Z
472 | Add Cess @ 1% on "Z" |  |  |  |  | 3.51
472 |  | Cost for 1 sqm. 354.55
472 | Say |  |  |  |  | 354.55
472 | 9.26 | Extra for cutting rebate in flush door shutters (Total area of the shutter to be measured). Details of cost for 1 sqm. of door area construction flush door | door area | 1.00 | 70.00 | 70.00
472 | TOTAL |  |  |  |  | 70.00 W
472 | Add 1 % Water charges on "W" |  |  |  |  | 0.70
472 | TOTAL |  |  |  |  | 70.70 X
472 |  | Add GST on "X" (multiplying factor
472 |  | 0.1405) 9.93
472 | TOTAL |  |  |  |  | 80.63 Y
472 | Add 15% CPOH on "Y" |  |  |  |  | 12.10
472 | TOTAL |  |  |  |  | 92.73 | Z
472 | Add Cess @ 1% on "Z" |  |  |  |  | 0.93
472 |  | Cost for 1 sqm. 93.66
472 | Say |  |  |  |  | 93.65
472 | 9.27 | Providing and fixing wire gauge shutters using galvanized M.S. wire gauge of average width of aperture 1.4 mm in both directions with wire of dia 0.63 mm, for doors, windows and clerestory windows with hinges and necessary screws :
472 | 9.27.1 | 35 mm thick shutters
472 | 9.27.1.1 | with ISI marked M.S. pressed butt hinges bright finished of required size
473 | 9.27.1.1.1 | Second class teak wood Details of cost for door shutters 2.00x1.08m = 2.16 sqm. MATERIAL Teak wood (2nd class) Styles 4x200x9.5x3.5cm = 0.0266cum+ Top Rail - 1x110.5x9.5x3.5cm = 0.0036cum+ Lock and bottom rail 2x110.5x19.7x3.5cm = 0.0152 cum.+ Beadings - (2x312+2x150)x(1.2)x (1.2)cm = 0.001 cum. Total = 0.0464 cum.+ Add for wastage @ 10% = 0.005 cum. Total = 0.0514 cum. Say 51.4 cudm.
473 | 1190 | Second class teak wood in planks | 10 cudm | 5.14 | 791.00 | 4065.74
473 |  | Wire gauge 2x160x40cm = 1.28 sqm.+
473 |  | Add wastage @ 10% = 0.13 sqm.
473 |  | Total = 1.41 sqm.
473 | 7029 | Galvanised wire mesh of average width of aperture 1.4 mm and nominal dia. Of wire 0.63 mm | sqm | 1.41 | 250.00 | 352.50
473 | 0595 | Bright finished or black enamelled mild steel butt hinges 100x58x1.90 mm | 10 Nos | 0.60 | 80.00 | 48.00
473 | 0597 | Bright finished or black enamelled mild steel butt hinges50x37x1.50 mm | 10 Nos | 0.20 | 49.00 | 9.80
473 | 0637 | Bright finished or black enamelled mild steel screws 40 mm | 100 Nos | 0.48 | 60.00 | 28.80
473 | 0640 | Bright finished or black enamelled mild steel screws 20 mm | 100 Nos | 0.08 | 30.00 | 2.40
473 | 2204 | Carriage of Timber | cum | 0.0514 | 118.59 | 6.10
473 |  | LABOUR
473 | 0111 | Carpenter 1st class | day | 1.30 | 738.00 | 959.40
473 | 0112 | Carpenter 2nd class | day | 0.90 | 679.00 | 611.10
473 | 0114 | Beldar | day | 1.05 | 558.00 | 585.90
473 | 0130 | Mistry | day | 0.105 | 738.00 | 77.49
473 | 9999 | Sundries | L.S. | 33.80 | 2.00 | 67.60
473 | TOTAL |  |  |  |  | 6814.83 W
473 | Add 1 % Water charges on "W" |  |  |  |  | 68.15
473 | TOTAL |  |  |  |  | 6882.97 X
473 |  | Add GST on "X" (multiplying factor
473 |  | 0.1405) 967.06
473 | TOTAL |  |  |  |  | 7850.03 Y
473 | Add 15% CPOH on "Y" |  |  |  |  | 1177.50
473 | TOTAL |  |  |  |  | 9027.54 | Z
473 | Add Cess @ 1% on "Z" |  |  |  |  | 90.28
473 | Cost of 2.16 sqm. |  |  |  |  | 9117.81
473 | Cost of 1 sqm. |  |  |  |  | 4221.21
473 | Say |  |  |  |  | 4221.20
474 | 9.27.1.1.2 | Kiln seasoned and chemically treated hollock wood Details of cost for door shutters 2.00x1.08m = 2.16 sqm. MATERIAL Hollock wood Styles 4x200x9.5x3.5cm = 0.0266cum+ Top Rail - 1x110.5x9.5x3.5cm = 0.0036cum+ Lock and bottom rail 2x110.5x19.7x3.5cm = 0.0152 cum.+ Beadings - (2x312+2x150)x(1.2)x (1.2)cm = 0.001 cum. Total = 0.0464 cum.+ Add for wastage @ 10% = 0.005 cum. Total = 0.0514 cum. Say 51.4 cudm.
474 | 2505 | Hollock wood in planks | 10 cudm | 5.14 | 390.00 | 2004.60
474 | 2204 | Carriage of Timber | cum | 0.0514 | 118.59 | 6.10
474 | 2504 | Kiln seasoning of timber | cum | 0.0514 | 750.00 | 38.55
474 | 9999 | Chemical treatment | L.S. | 8.97 | 2.00 | 17.94
474 |  | Wire gauge 2x160x40cm = 1.28 sqm.+
474 |  | Add wastage @ 10% = 0.13 sqm.
474 |  | Total = 1.41 sqm.
474 | 7029 | Galvanised wire mesh of average width of aperture 1.4 mm and nominal dia. Of wire 0.63 mm | sqm | 1.41 | 250.00 | 352.50
474 | 0595 | Bright finished or black enamelled mild steel butt hinges 100x58x1.90 mm | 10 Nos | 0.60 | 80.00 | 48.00
474 | 0597 | Bright finished or black enamelled mild steel butt hinges50x37x1.50 mm | 10 Nos | 0.20 | 49.00 | 9.80
474 | 0637 | Bright finished or black enamelled mild steel screws 40 mm | 100 Nos | 0.48 | 60.00 | 28.80
474 | 0640 | Bright finished or black enamelled mild steel screws 20 mm | 100 Nos | 0.08 | 30.00 | 2.40
474 |  | LABOUR
474 | 0111 | Carpenter 1st class | day | 1.30 | 738.00 | 959.40
474 | 0112 | Carpenter 2nd class | day | 0.90 | 679.00 | 611.10
474 | 0114 | Beldar | day | 1.05 | 558.00 | 585.90
474 | 0130 | Mistry | day | 0.105 | 738.00 | 77.49
474 | 9999 | Sundries | L.S. | 33.80 | 2.00 | 67.60
474 | TOTAL |  |  |  |  | 4810.18 W
474 | Add 1 % Water charges on "W" |  |  |  |  | 48.10
474 | TOTAL |  |  |  |  | 4858.28 X
474 |  | Add GST on "X" (multiplying factor
474 |  | 0.1405) 682.59
474 | TOTAL |  |  |  |  | 5540.87 Y
474 | Add 15% CPOH on "Y" |  |  |  |  | 831.13
474 | TOTAL |  |  |  |  | 6372.00 | Z
474 | Add Cess @ 1% on "Z" |  |  |  |  | 63.72
474 | Cost of 2.16 sqm. |  |  |  |  | 6435.71
474 | Cost of 1 sqm. |  |  |  |  | 2979.50
474 | Say |  |  |  |  | 2979.50
475 | 9.27.1.1.3 | Kiln seasoned selected class of sheesham wood Details of cost for door shutters 2.00x1.08m = 2.16 sqm. MATERIAL Hollock wood Styles 4x200x9.5x3.5cm = 0.0266cum+ Top Rail - 1x110.5x9.5x3.5cm = 0.0036cum+ Lock and bottom rail 2x110.5x19.7x3.5cm = 0.0152 cum.+ Beadings - (2x312+2x150)x(1.2)x (1.2)cm = 0.001 cum. Total = 0.0464 cum.+ Add for wastage @ 10% = 0.005 cum. Total = 0.0514 cum. Say 51.4 cudm.
475 | 1200 | Kiln seasoned selected sheesum wood planks | 10 cudm | 5.14 | 650.00 | 3341.00
475 | 2204 | Carriage of Timber | cum | 0.0514 | 118.59 | 6.10
475 | 2504 | Kiln seasoning of timber | cum | 0.0514 | 750.00 | 38.55
475 |  | Wire gauge 2x160x40cm = 1.28 sqm.+
475 |  | Add wastage @ 10% = 0.13 sqm.
475 |  | Total = 1.41 sqm.
475 | 7029 | Galvanised wire mesh of average width of aperture 1.4 mm and nominal dia. of wire 0.63 mm | sqm | 1.41 | 250.00 | 352.50
475 | 0595 | Bright finished or black enamelled mild steel butt hinges 100x58x1.90 mm | 10 Nos | 0.60 | 80.00 | 48.00
475 | 0597 | Bright finished or black enamelled mild steel butt hinges50x37x1.50 mm | 10 Nos | 0.20 | 49.00 | 9.80
475 | 0637 | Bright finished or black enamelled mild steel screws 40 mm | 100 Nos | 0.48 | 60.00 | 28.80
475 | 0640 | Bright finished or black enamelled mild steel screws 20 mm | 100 Nos | 0.08 | 30.00 | 2.40
475 |  | LABOUR
475 | 0111 | Carpenter 1st class | day | 1.30 | 738.00 | 959.40
475 | 0112 | Carpenter 2nd class | day | 0.90 | 679.00 | 611.10
475 | 0114 | Beldar | day | 1.05 | 558.00 | 585.90
475 | 0130 | Mistry | day | 0.105 | 738.00 | 77.49
475 | 9999 | Sundries | L.S. | 33.80 | 2.00 | 67.60
475 | TOTAL |  |  |  |  | 6128.64 W
475 | Add 1 % Water charges on "W" |  |  |  |  | 61.29
475 | TOTAL |  |  |  |  | 6189.92 X
475 |  | Add GST on "X" (multiplying factor
475 |  | 0.1405) 869.68
475 | TOTAL |  |  |  |  | 7059.61 Y
475 | Add 15% CPOH on "Y" |  |  |  |  | 1058.94
475 | TOTAL |  |  |  |  | 8118.55 | Z
475 | Add Cess @ 1% on "Z" |  |  |  |  | 81.19
475 | Cost of 2.16 sqm. |  |  |  |  | 8199.73
475 | Cost of 1 sqm. |  |  |  |  | 3796.17
475 | Say |  |  |  |  | 3796.15
476 | 9.27.1.2 | With ISI marked stainless steel butt hinges of required size
476 | 9.27.1.2.1 | Second class teak wood Details of cost for door shutters 2.00x1.08m = 2.16 sqm. MATERIAL Second class Teak wood Styles 4x200x9.5x3.5cm = 0.0266cum+ Top Rail - 1x110.5x9.5x3.5cm = 0.0036cum+ Lock and bottom rail 2x110.5x19.7x3.5cm = 0.0152 cum.+ Beadings - (2x312+2x150)x(1.2)x (1.2)cm = 0.001 cum. Total = 0.0464 cum.+ Add for wastage @ 10% = 0.005 cum. Total = 0.0514 cum. Say 51.4 cudm.
476 | 1190 | Second class teak wood in planks | 10 cudm | 5.14 | 791.00 | 4065.74
476 |  | Wire gauge 2x160x40cm = 1.28 sqm.+
476 |  | Add wastage @ 10% = 0.13 sqm.
476 |  | Total = 1.41 sqm.
476 | 7029 | Galvanised wire mesh of average width of aperture 1.4 mm and nominal dia. Of wire 0.63 mm | sqm | 1.41 | 250.00 | 352.50
476 | 8220 | Stainless steel butt hinges (heavy weight) 100x60x2.5 mm IS : 12817 marked | 10 Nos | 0.60 | 255.00 | 153.00
476 | 8218 | Stainless steel butt hinges 50x37x 1.5 mm IS : 12817 marked | 10 Nos | 0.20 | 135.00 | 27.00
476 | 8211 | Stainless steel screws 40 mm | 100 Nos | 0.48 | 215.00 | 103.20
476 | 8214 | Stainless steel screws 20 mm | 100 Nos | 0.08 | 125.00 | 10.00
476 | 2204 | Carriage of Timber | cum | 0.0514 | 118.59 | 6.10
476 |  | LABOUR
476 | 0111 | Carpenter 1st class | day | 1.30 | 738.00 | 959.40
476 | 0112 | Carpenter 2nd class | day | 0.90 | 679.00 | 611.10
476 | 0114 | Beldar | day | 1.05 | 558.00 | 585.90
476 | 0130 | Mistry | day | 0.105 | 738.00 | 77.49
476 | 9999 | Sundries | L.S. | 33.80 | 2.00 | 67.60
476 | TOTAL |  |  |  |  | 7019.03 W
476 | Add 1 % Water charges on "W" |  |  |  |  | 70.19
476 | TOTAL |  |  |  |  | 7089.22 X
476 |  | Add GST on "X" (multiplying factor
476 |  | 0.1405) 996.03
476 | TOTAL |  |  |  |  | 8085.25 Y
476 | Add 15% CPOH on "Y" |  |  |  |  | 1212.79
476 | TOTAL |  |  |  |  | 9298.04 | Z
476 | Add Cess @ 1% on "Z" |  |  |  |  | 92.98
476 | Cost of 2.16 sqm. |  |  |  |  | 9391.02
476 | Cost of 1 sqm. |  |  |  |  | 4347.69
476 | Say |  |  |  |  | 4347.70
477 | 9.27.1.2.2 | Kiln seasoned and chemically treated hollock wood Details of cost for door shutters 2.00x1.08m = 2.16 sqm. MATERIAL Hollock wood Styles 4x200x9.5x3.5cm = 0.0266cum+ Top Rail - 1x110.5x9.5x3.5cm = 0.0036cum+ Lock and bottom rail 2x110.5x19.7x3.5cm = 0.0152 cum.+ Beadings - (2x312+2x150)x(1.2)x (1.2)cm = 0.001 cum. Total = 0.0464 cum.+ Add for wastage @ 10% = 0.005 cum. Total = 0.0514 cum. Say 51.4 cudm.
477 | 2505 | Hollock wood in planks | 10 cudm | 5.14 | 390.00 | 2004.60
477 | 2504 | Kiln seasoning of timber | cum | 0.0514 | 750.00 | 38.55
477 | 9999 | Chemical treatment | L.S. | 8.97 | 2.00 | 17.94
477 |  | Wire gauge 2x160x40cm = 1.28 sqm.+
477 |  | Add wastage @ 10% = 0.13 sqm.
477 |  | Total = 1.41 sqm.
477 | 7029 | Galvanised wire mesh of average width of aperture 1.4 mm and nominal dia. Of wire 0.63 mm | sqm | 1.41 | 250.00 | 352.50
477 | 8220 | Stainless steel butt hinges (heavy weight) 100x60x2.5 mm IS : 12817 marked | 10 Nos | 0.60 | 255.00 | 153.00
477 | 8218 | Stainless steel butt hinges 50x37x 1.5 mm IS : 12817 marked | 10 Nos | 0.20 | 135.00 | 27.00
477 | 8211 | Stainless steel screws 40 mm | 100 Nos | 0.48 | 215.00 | 103.20
477 | 8214 | Stainless steel screws 20 mm | 100 Nos | 0.08 | 125.00 | 10.00
477 | 2204 | Carriage of Timber | cum | 0.0514 | 118.59 | 6.10
477 |  | LABOUR
477 | 0111 | Carpenter 1st class | day | 1.30 | 738.00 | 959.40
477 | 0112 | Carpenter 2nd class | day | 0.90 | 679.00 | 611.10
477 | 0114 | Beldar | day | 1.05 | 558.00 | 585.90
477 | 0130 | Mistry | day | 0.105 | 738.00 | 77.49
477 | 9999 | Sundries | L.S. | 33.80 | 2.00 | 67.60
477 | TOTAL |  |  |  |  | 5014.38 W
477 | Add 1 % Water charges on "W" |  |  |  |  | 50.14
477 | TOTAL |  |  |  |  | 5064.52 X
477 |  | Add GST on "X" (multiplying factor
477 |  | 0.1405) 711.56
477 | TOTAL |  |  |  |  | 5776.08 Y
477 | Add 15% CPOH on "Y" |  |  |  |  | 866.41
477 | TOTAL |  |  |  |  | 6642.50 | Z
477 | Add Cess @ 1% on "Z" |  |  |  |  | 66.42
477 | Cost of 2.16 sqm. |  |  |  |  | 6708.92
477 | Cost of 1 sqm. |  |  |  |  | 3105.98
477 | Say |  |  |  |  | 3106.00
478 | 9.27.1.2.3 | Kiln seasoned selected class of sheesham wood Details of cost for door shutters 2.00x1.08m = 2.16 sqm. MATERIAL Hollock wood Styles 4x200x9.5x3.5cm = 0.0266cum+ Top Rail - 1x110.5x9.5x3.5cm = 0.0036cum+ Lock and bottom rail 2x110.5x19.7x3.5cm = 0.0152 cum.+ Beadings - (2x312+2x150)x(1.2)x (1.2)cm = 0.001 cum. Total = 0.0464 cum.+ Add for wastage @ 10% = 0.005 cum. Total = 0.0514 cum. Say 51.4 cudm.
478 | 1200 | Kiln seasoned selected sheesum wood planks | 10 cudm | 5.14 | 650.00 | 3341.00
478 | 2504 | Kiln seasoning of timber | cum | 0.0514 | 750.00 | 38.55
478 |  | Wire gauge 2x160x40cm = 1.28 sqm.+
478 |  | Add wastage @ 10% = 0.13 sqm.
478 |  | Total = 1.41 sqm.
478 | 7029 | Galvanised wire mesh of average width of aperture 1.4 mm and nominal dia. Of wire 0.63 mm | sqm | 1.41 | 250.00 | 352.50
478 | 8220 | Stainless steel butt hinges (heavy weight) 100x60x2.5 mm IS : 12817 marked | 10 Nos | 0.60 | 255.00 | 153.00
478 | 8218 | Stainless steel butt hinges 50x37x 1.5 mm IS : 12817 marked | 10 Nos | 0.20 | 135.00 | 27.00
478 | 8211 | Stainless steel screws 40 mm | 100 Nos | 0.48 | 215.00 | 103.20
478 | 8214 | Stainless steel screws 20 mm | 100 Nos | 0.08 | 125.00 | 10.00
478 | 2204 | Carriage of Timber | cum | 0.0514 | 118.59 | 6.10
478 |  | LABOUR
478 | 0111 | Carpenter 1st class | day | 1.30 | 738.00 | 959.40
478 | 0112 | Carpenter 2nd class | day | 0.90 | 679.00 | 611.10
478 | 0114 | Beldar | day | 1.05 | 558.00 | 585.90
478 | 0130 | Mistry | day | 0.105 | 738.00 | 77.49
478 | 9999 | Sundries | L.S. | 33.80 | 2.00 | 67.60
478 | TOTAL |  |  |  |  | 6332.84 W
478 | Add 1 % Water charges on "W" |  |  |  |  | 63.33
478 | TOTAL |  |  |  |  | 6396.16 X
478 |  | Add GST on "X" (multiplying factor
478 |  | 0.1405) 898.66
478 | TOTAL |  |  |  |  | 7294.82 Y
478 | Add 15% CPOH on "Y" |  |  |  |  | 1094.22
478 | TOTAL |  |  |  |  | 8389.05 | Z
478 | Add Cess @ 1% on "Z" |  |  |  |  | 83.89
478 | Cost of 2.16 sqm. |  |  |  |  | 8472.94
478 | Cost of 1 sqm. |  |  |  |  | 3922.66
478 | Say |  |  |  |  | 3922.65
479 | 9.27.2 | 30 mm thick shutters
479 | 9.27.2.1 | with ISI marked M.S. pressed butt hinges bright finished of required size
479 | 9.27.2.1.1 | Second class teak wood Details of cost for door shutters 2.00x1.08m = 2.16 sqm. MATERIAL Teak wood (2nd class) Styles 4x209x9.5x3cm = 0.023 cum+ Top Rail - 1x110.5x9.5x3cm = 0.003cum+ Lock and bottom rail 2x110.5x19.7x3cm = 0.013 cum+ Beadings - (2x312+2x150)x(1.2)x (1.2)cm = 0.001 cum. Total = 0.040 cum+ Add for wastage @ 10% = 0.004 cum. Total = 0.44 cum. Say 44 cudm.
479 | 1190 | Second class teak wood in planks | 10 cudm | 4.40 | 791.00 | 3480.40
479 | 2204 | Carriage of Timber | cum | 0.044 | 118.59 | 5.22
479 |  | Wire gauge 2x160x40cm = 1.28
479 |  | sqm.+Add wastage @ 10% =
479 |  | 0.13 sqm. Total = 1.41 sqm.
479 | 7029 | Galvanised wire mesh of average width of aperture 1.4 mm and nominal dia. Of wire 0.63 mm | sqm | 1.41 | 250.00 | 352.50
479 | 595 | Bright finished or black enamelled mild steel butt hinges 100x58x1.90 mm | 10 Nos | 0.60 | 80.00 | 48.00
479 | 0597 | Bright finished or black enamelled mild steel butt hinges50x37x1.50 mm | 10 Nos | 0.20 | 49.00 | 9.80
479 | 0637 | Bright finished or black enamelled mild steel screws 40 mm | 100 Nos | 0.48 | 60.00 | 28.80
479 | 0640 | Bright finished or black enamelled mild steel screws 20 mm | 100 Nos | 0.08 | 30.00 | 2.40
479 |  | LABOUR
479 | 0111 | Carpenter 1st class | day | 1.20 | 738.00 | 885.60
479 | 0112 | Carpenter 2nd class | day | 0.80 | 679.00 | 543.20
479 | 0114 | Beldar | day | 1.00 | 558.00 | 558.00
479 | 0130 | Mistry | day | 0.10 | 738.00 | 73.80
479 | 9999 | Sundries | L.S. | 33.80 | 2.00 | 67.60
479 | TOTAL |  |  |  |  | 6055.32 W
479 | Add 1 % Water charges on "W" |  |  |  |  | 60.55
479 | TOTAL |  |  |  |  | 6115.87 X
479 |  | Add GST on "X" (multiplying factor
479 |  | 0.1405) 859.28
479 | TOTAL |  |  |  |  | 6975.15 Y
479 | Add 15% CPOH on "Y" |  |  |  |  | 1046.27
479 | TOTAL |  |  |  |  | 8021.42 | Z
479 | Add Cess @ 1% on "Z" |  |  |  |  | 80.21
479 | Cost of 2.16 sqm. |  |  |  |  | 8101.64
479 | Cost of 1 sqm. |  |  |  |  | 3750.76
479 | Say |  |  |  |  | 3750.75
480 | 9.27.2.1.2 | Kiln seasoned and chemically treated hollock wood Details of cost for door shutters 2.00x1.08m = 2.16 sqm. MATERIAL Hollock wood Styles 4x209x9.5x3cm = 0.023 cum+ Top Rail - 1x110.5x9.5x3cm = 0.003cum+ Lock and bottom rail 2x110.5x19.7x3cm = 0.013 cum+ Beadings - (2x312+2x150)x(1.2)x (1.2)cm = 0.001 cum. Total = 0.040 cum+ Add for wastage @ 10% = 0.004 cum. Total = 0.44 cum. Say 44 cudm.
480 | 2505 | Hollock wood in planks | 10 cudm | 4.40 | 390.00 | 1716.00
480 | 2204 | Carriage of Timber | cum | 0.044 | 118.59 | 5.22
480 | 2504 | Kiln seasoning of timber | cum | 0.044 | 750.00 | 33.00
480 | 9999 | Chemical treatment | L.S. | 9.10 | 2.00 | 18.20
480 |  | Wire gauge 2x160x40cm = 1.28 sqm.+
480 |  | Add wastage @ 10% = 0.13 sqm.
480 |  | Total = 1.41 sqm.
480 | 7029 | Galvanised wire mesh of average width of aperture 1.4 mm and nominal dia. Of wire 0.63 mm | sqm | 1.41 | 250.00 | 352.50
480 | 0595 | Bright finished or black enamelled mild steel butt hinges 100x58x1.90 mm | 10 Nos | 0.60 | 80.00 | 48.00
480 | 0597 | Bright finished or black enamelled mild steel butt hinges50x37x1.50 mm | 10 Nos | 0.20 | 49.00 | 9.80
480 | 0637 | Bright finished or black enamelled mild steel screws 40 mm | 100 Nos | 0.48 | 60.00 | 28.80
480 | 0640 | Bright finished or black enamelled mild steel screws 20 mm | 100 Nos | 0.08 | 30.00 | 2.40
480 |  | LABOUR
480 | 0111 | Carpenter 1st class | day | 1.20 | 738.00 | 885.60
480 | 0112 | Carpenter 2nd class | day | 0.80 | 679.00 | 543.20
480 | 0114 | Beldar | day | 1.00 | 558.00 | 558.00
480 | 0130 | Mistry | day | 0.10 | 738.00 | 73.80
480 | 9999 | Sundries | L.S. | 33.80 | 2.00 | 67.60
480 | TOTAL |  |  |  |  | 4342.12 W
480 | Add 1 % Water charges on "W" |  |  |  |  | 43.42
480 | TOTAL |  |  |  |  | 4385.54 X
480 |  | Add GST on "X" (multiplying factor
480 |  | 0.1405) 616.17
480 | TOTAL |  |  |  |  | 5001.71 Y
480 | Add 15% CPOH on "Y" |  |  |  |  | 750.26
480 | TOTAL |  |  |  |  | 5751.96 | Z
480 | Add Cess @ 1% on "Z" |  |  |  |  | 57.52
480 | Cost of 2.16 sqm. |  |  |  |  | 5809.48
480 | Cost of 1 sqm. |  |  |  |  | 2689.58
480 | Say |  |  |  |  | 2689.60
481 | 9.27.2.1.3 | Kiln seasoned selected class of sheesham wood Details of cost for door shutters 2.00x1.08m = 2.16 sqm. MATERIAL Hollock wood Styles 4x209x9.5x3cm = 0.023 cum+ Top Rail - 1x110.5x9.5x3cm = 0.003cum+ Lock and bottom rail 2x110.5x19.7x3cm = 0.013 cum+ Beadings - (2x312+2x150)x(1.2)x (1.2)cm = 0.001 cum. Total = 0.040 cum+ Add for wastage @ 10% = 0.004 cum. Total = 0.44 cum. Say 44 cudm.
481 | 1200 | Kiln seasoned selected sheesum wood planks | 10 cudm | 4.40 | 650.00 | 2860.00
481 | 2204 | Carriage of Timber | cum | 0.044 | 118.59 | 5.22
481 | 2504 | Kiln seasoning of timber | cum | 0.044 | 750.00 | 33.00
481 |  | Wire gauge 2x160x40cm = 1.28 sqm.+
481 |  | Add wastage @ 10% = 0.13 sqm.
481 |  | Total = 1.41 sqm.
481 | 7029 | Galvanised wire mesh of average width of aperture 1.4 mm and nominal dia. Of wire 0.63 mm | sqm | 1.41 | 250.00 | 352.50
481 | 0595 | Bright finished or black enamelled mild steel butt hinges 100x58x1.90 mm | 10 Nos | 0.60 | 80.00 | 48.00
481 | 0597 | Bright finished or black enamelled mild steel butt hinges50x37x1.50 mm | 10 Nos | 0.20 | 49.00 | 9.80
481 | 0637 | Bright finished or black enamelled mild steel screws 40 mm | 100 Nos | 0.48 | 60.00 | 28.80
481 | 0640 | Bright finished or black enamelled mild steel screws 20 mm | 100 Nos | 0.08 | 30.00 | 2.40
481 |  | LABOUR
481 | 0111 | Carpenter 1st class | day | 1.20 | 738.00 | 885.60
481 | 0112 | Carpenter 2nd class | day | 0.80 | 679.00 | 543.20
481 | 0114 | Beldar | day | 1.00 | 558.00 | 558.00
481 | 0130 | Mistry | day | 0.10 | 738.00 | 73.80
481 | 9999 | Sundries | L.S. | 33.80 | 2.00 | 67.60
481 | TOTAL |  |  |  |  | 5467.92 W
481 | Add 1 % Water charges on "W" |  |  |  |  | 54.68
481 | TOTAL |  |  |  |  | 5522.60 X
481 |  | Add GST on "X" (multiplying factor
481 |  | 0.1405) 775.92
481 | TOTAL |  |  |  |  | 6298.52 Y
481 | Add 15% CPOH on "Y" |  |  |  |  | 944.78
481 | TOTAL |  |  |  |  | 7243.30 | Z
481 | Add Cess @ 1% on "Z" |  |  |  |  | 72.43
481 | Cost of 2.16 sqm. |  |  |  |  | 7315.73
481 | Cost of 1 sqm. |  |  |  |  | 3386.91
481 | Say |  |  |  |  | 3386.90
482 | 9.27.2.2 | With ISI marked stainless steel butt hinges of required size
482 | 9.27.2.2.1 | Second class teak wood Details of cost for door shutters 2.00x1.08m = 2.16 sqm. MATERIAL Teak wood (2nd class) Styles 4x209x9.5x3cm = 0.023 cum+ Top Rail - 1x110.5x9.5x3cm = 0.003cum+ Lock and bottom rail 2x110.5x19.7x3cm = 0.013 cum+ Beadings - (2x312+2x150)x(1.2)x (1.2)cm = 0.001 cum. Total = 0.040 cum+ Add for wastage @ 10% = 0.004 cum. Total = 0.44 cum. Say 44 cudm.
482 | 1190 | Second class teak wood in planks | 10 cudm | 4.40 | 791.00 | 3480.40
482 | 2204 | Carriage of Timber | cum | 0.044 | 118.59 | 5.22
482 |  | Wire gauge 2x160x40cm = 1.28 sqm.+
482 |  | Add wastage @ 10% = 0.13 sqm.
482 |  | Total = 1.41 sqm.
482 | 7029 | Galvanised wire mesh of average width of aperture 1.4 mm and nominal dia. Of wire 0.63 mm | sqm | 1.41 | 250.00 | 352.50
482 | 8220 | Stainless steel butt hinges (heavy weight) 100x60x2.5 mm IS : 12817 marked | 10 Nos | 0.60 | 255.00 | 153.00
482 | 8218 | Stainless steel butt hinges 50x37x 1.5 mm IS : 12817 marked | 10 Nos | 0.20 | 135.00 | 27.00
482 | 8211 | Stainless steel screws 40 mm | 100 Nos | 0.48 | 215.00 | 103.20
482 | 8214 | Stainless steel screws 20 mm | 100 Nos | 0.08 | 125.00 | 10.00
482 |  | LABOUR
482 | 0111 | Carpenter 1st class | day | 1.20 | 738.00 | 885.60
482 | 0112 | Carpenter 2nd class | day | 0.80 | 679.00 | 543.20
482 | 0114 | Beldar | day | 1.00 | 558.00 | 558.00
482 | 0130 | Mistry | day | 0.10 | 738.00 | 73.80
482 | 9999 | Sundries | L.S. | 33.80 | 2.00 | 67.60
482 | TOTAL |  |  |  |  | 6259.52 W
482 | Add 1 % Water charges on "W" |  |  |  |  | 62.60
482 | TOTAL |  |  |  |  | 6322.11 X
482 |  | Add GST on "X" (multiplying factor
482 |  | 0.1405) 888.26
482 | TOTAL |  |  |  |  | 7210.37 Y
482 | Add 15% CPOH on "Y" |  |  |  |  | 1081.56
482 | TOTAL |  |  |  |  | 8291.93 | Z
482 | Add Cess @ 1% on "Z" |  |  |  |  | 82.92
482 | Cost of 2.16 sqm. |  |  |  |  | 8374.84
482 | Cost of 1 sqm. |  |  |  |  | 3877.24
482 | Say |  |  |  |  | 3877.25
483 | 9.27.2.2.2 | Kiln seasoned and chemically treated hollock wood Details of cost for door shutters 2.00x1.08m = 2.16 sqm. MATERIAL Hollock wood Styles 4x209x9.5x3cm = 0.023 cum+ Top Rail - 1x110.5x9.5x3cm = 0.003cum+ Lock and bottom rail 2x110.5x19.7x3cm = 0.013 cum+ Beadings - (2x312+2x150)x(1.2)x (1.2)cm = 0.001 cum. Total = 0.040 cum+ Add for wastage @ 10% = 0.004 cum. Total = 0.44 cum. Say 44 cudm.
483 | 2505 | Hollock wood in planks | 10 cudm | 4.40 | 390.00 | 1716.00
483 | 2504 | Kiln seasoning of timber | cum | 0.044 | 750.00 | 33.00
483 | 9999 | Chemical treatment | L.S. | 8.97 | 2.00 | 17.94
483 | 2204 | Carriage of Timber | cum | 0.044 | 118.59 | 5.22
483 |  | Wire gauge 2x160x40cm = 1.28 sqm.+
483 |  | Add wastage @ 10% = 0.13 sqm.
483 |  | Total = 1.41 sqm.
483 | 7029 | Galvanised wire mesh of average width of aperture 1.4 mm and nominal dia. Of wire 0.63 mm | sqm | 1.41 | 250.00 | 352.50
483 | 8220 | Stainless steel butt hinges (heavy weight) 100x60x2.5 mm IS : 12817 marked | 10 Nos | 0.60 | 255.00 | 153.00
483 | 8218 | Stainless steel butt hinges 50x37x 1.5 mm IS : 12817 marked | 10 Nos | 0.20 | 135.00 | 27.00
483 | 8211 | Stainless steel screws 40 mm | 100 Nos | 0.48 | 215.00 | 103.20
483 | 8214 | Stainless steel screws 20 mm | 100 Nos | 0.08 | 125.00 | 10.00
483 |  | LABOUR
483 | 0111 | Carpenter 1st class | day | 1.20 | 738.00 | 885.60
483 | 0112 | Carpenter 2nd class | day | 0.80 | 679.00 | 543.20
483 | 0114 | Beldar | day | 1.00 | 558.00 | 558.00
483 | 0130 | Mistry | day | 0.10 | 738.00 | 73.80
483 | 9999 | Sundries | L.S. | 33.80 | 2.00 | 67.60
483 | TOTAL |  |  |  |  | 4546.06 W
483 | Add 1 % Water charges on "W" |  |  |  |  | 45.46
483 | TOTAL |  |  |  |  | 4591.52 X
483 |  | Add GST on "X" (multiplying factor
483 |  | 0.1405) 645.11
483 | TOTAL |  |  |  |  | 5236.63 Y
483 | Add 15% CPOH on "Y" |  |  |  |  | 785.49
483 | TOTAL |  |  |  |  | 6022.12 | Z
483 | Add Cess @ 1% on "Z" |  |  |  |  | 60.22
483 | Cost of 2.16 sqm. |  |  |  |  | 6082.34
483 | Cost of 1 sqm. |  |  |  |  | 2815.90
483 | Say |  |  |  |  | 2815.90
484 | 9.27.2.2.3 | Kiln seasoned selected class of sheesham wood Details of cost for door shutters 2.00x1.08m = 2.16 sqm. MATERIAL Hollock wood Styles 4x209x9.5x3cm = 0.023 cum+ Top Rail - 1x110.5x9.5x3cm = 0.003cum+ Lock and bottom rail 2x110.5x19.7x3cm = 0.013 cum+ Beadings - (2x312+2x150)x(1.2)x (1.2)cm = 0.001 cum. Total = 0.040 cum+ Add for wastage @ 10% = 0.004 cum. Total = 0.44 cum. Say 44 cudm.
484 | 1200 | Kiln seasoned selected sheesum wood planks | 10 cudm | 4.40 | 650.00 | 2860.00
484 | 2504 | Kiln seasoning of timber | cum | 0.044 | 750.00 | 33.00
484 | 2204 | Carriage of Timber | cum | 0.044 | 118.59 | 5.22
484 |  | Wire gauge 2x160x40cm = 1.28 sqm.+
484 |  | Add wastage @ 10% = 0.13 sqm.
484 |  | Total = 1.41 sqm.
484 | 7029 | Galvanised wire mesh of average width of aperture 1.4 mm and nominal dia. of wire 0.63 mm | sqm | 1.41 | 250.00 | 352.50
484 | 8220 | Stainless steel butt hinges (heavy weight) 100x60x2.5 mm IS : 12817 marked | 10 Nos | 0.60 | 255.00 | 153.00
484 | 8218 | Stainless steel butt hinges 50x37x 1.5 mm IS : 12817 marked | 10 Nos | 0.20 | 135.00 | 27.00
484 | 8211 | Stainless steel screws 40 mm | 100 Nos | 0.48 | 215.00 | 103.20
484 | 8214 | Stainless steel screws 20 mm | 100 Nos | 0.08 | 125.00 | 10.00
484 |  | LABOUR
484 | 0111 | Carpenter 1st class | day | 1.20 | 738.00 | 885.60
484 | 0112 | Carpenter 2nd class | day | 0.80 | 679.00 | 543.20
484 | 0114 | Beldar | day | 1.00 | 558.00 | 558.00
484 | 0130 | Mistry | day | 0.10 | 738.00 | 73.80
484 | 9999 | Sundries | L.S. | 33.80 | 2.00 | 67.60
484 | TOTAL |  |  |  |  | 5672.12 W
484 | Add 1 % Water charges on "W" |  |  |  |  | 56.72
484 | TOTAL |  |  |  |  | 5728.84 X
484 |  | Add GST on "X" (multiplying factor
484 |  | 0.1405) 804.90
484 | TOTAL |  |  |  |  | 6533.74 Y
484 | Add 15% CPOH on "Y" |  |  |  |  | 980.06
484 | TOTAL |  |  |  |  | 7513.80 | Z
484 | Add Cess @ 1% on "Z" |  |  |  |  | 75.14
484 | Cost of 2.16 sqm. |  |  |  |  | 7588.94
484 | Cost of 1 sqm. |  |  |  |  | 3513.40
484 | Say |  |  |  |  | 3513.40
485 | 9.31 | Providing and fixing wire gauge laminated veneer lumber shutters conforming to IS : 14616, and as per TADS 15 :2001 (Part B) using galvanised wire gauge with average width of aperture 1.4 mm in both directions with wire of dia 0.63 mm as per IS :1568, for doors, windows and clerestory windows fixing with butt hinges of required size with necessary screws, as per directions of Engineer- in-charge: (Note:- Butt hinges and necessary screws shall be paid separately)
485 | 9.31.1 | 35 mm thick shutters Details of cost of one shutter 220x108cm = 2.38sqm. MATERIAL
485 | 7154 | Factory made 35 mm thick shutters with laminated veneer lumber styles rails as per TADS IS:1995 and panels of galvanised wire gauge with average width of aperture 1.4 mm on both directions with wire of dia 0.63 mm | sqm | 2.38 | 1620.00 | 3855.60
485 | 9977 | Carriage of shutters | L.S. | 29.64 | 2.00 | 59.28
485 |  | LABOUR
485 | 0156 | Carpenter (average) | day | 0.52 | 709.00 | 368.68
485 | 0114 | Beldar | day | 0.60 | 558.00 | 334.80
485 | 9999 | Sundries | L.S. | 35.88 | 2.00 | 71.76
485 | TOTAL |  |  |  |  | 4690.12 | W
485 | Add 1 % Water charges on "W" |  |  |  |  | 46.90
485 | TOTAL |  |  |  |  | 4737.02 X
485 |  | Add GST on "X" (multiplying factor
485 |  | 0.1405) 665.55
485 | TOTAL |  |  |  |  | 5402.57 Y
485 | Add 15% CPOH on "Y" |  |  |  |  | 810.39
485 | TOTAL |  |  |  |  | 6212.96 | Z
485 | Add Cess @ 1% on "Z" |  |  |  |  | 62.13
485 | Cost of 2.38 sqm. |  |  |  |  | 6275.09
485 | Cost of 1 sqm. |  |  |  |  | 2636.59
485 | Say |  |  |  |  | 2636.60
485 | 9.31.2 | 30 mm thick shutters Details of cost of one shutter 220x108cm = 2.38sqm. MATERIAL
485 | 7155 | Factory made 30 mm thick shutters with laminated veneer lumber styles rails as per TADS IS:1995 and panels of galvanised wire gauge with average width of aperture 1.4 mm on both directions with wire of dia 0.63 mm | sqm | 2.38 | 1430.00 | 3403.40
485 | 9977 | Carriage of shutters | L.S. | 29.64 | 2.00 | 59.28
486 |  | LABOUR
486 | 0156 | Carpenter (average) | day | 0.52 | 709.00 | 368.68
486 | 0114 | Beldar | day | 0.60 | 558.00 | 334.80
486 | 9999 | Sundries | L.S. | 35.88 | 2.00 | 71.76
486 | TOTAL |  |  |  |  | 4237.92 | W
486 | Add 1 % Water charges on "W" |  |  |  |  | 42.38
486 | TOTAL |  |  |  |  | 4280.30 X
486 |  | Add GST on "X" (multiplying factor
486 |  | 0.1405) 601.38
486 | TOTAL |  |  |  |  | 4881.68 Y
486 | Add 15% CPOH on "Y" |  |  |  |  | 732.25
486 | TOTAL |  |  |  |  | 5613.93 | Z
486 | Add Cess @ 1% on "Z" |  |  |  |  | 56.14
486 | Cost of 2.38 sqm. |  |  |  |  | 5670.07
486 | Cost of 1 sqm. |  |  |  |  | 2382.38
486 | Say |  |  |  |  | 2382.40
486 | 9.40 | Providing and fixing wooden moulded beading to door and window frames with iron screws, plugs and priming coat on unexposed surface etc. complete :
486 | 9.40.1 | 2nd class teak wood
486 | 9.40.1.1 | 50x12 mm Details of cost for beading for a window of size 140x110cm i.e. 500cm long (5 metre) MATERIAL Teak wood IInd class in planks 500x5x1.2cm = 0.003 cum+ Add for wastage @ 10% = 0.0003 cum. Total = 0.0033 cum. Say 3.3 cudm.
486 | 1190 | Second class teak wood in planks | 10 cudm | 0.33 | 791.00 | 261.03
486 | 2204 | Carriage of Timber | cum | 0.0033 | 118.59 | 0.39
486 | 0637 | Bright finished or black enamelled mild steel screws 40 mm | 100 Nos | 0.36 | 60.00 | 21.60
486 |  | Painting with priming coat Area =
486 |  | 500(5+1.2+1.2) = 0.37 sqm
486 | 13.50.1 | Rate as per item no 13.50.1 of SH : Finishing | sqm | 0.37 | 57.05 | 21.11 A
486 |  | LABOUR
486 |  | For plaining, fixing and making design
486 | 0111 | Carpenter 1st class | day | 0.53 | 738.00 | 391.14
486 | TOTAL |  |  |  |  | 695.27 W
486 | Add 1 % Water charges on "W-A" |  |  |  |  | 6.74
486 | TOTAL |  |  |  |  | 702.01 X
486 |  | Add GST on "X-A" (multiplying factor
486 |  | 0.1405) 95.67
486 | TOTAL |  |  |  |  | 797.68 Y
486 | Add 15% CPOH on "Y-A" |  |  |  |  | 116.49
486 | TOTAL |  |  |  |  | 914.16 Z
486 | Add Cess @ 1% on "Z-A" |  |  |  |  | 8.93
486 | Cost of 5 metre |  |  |  |  | 923.09
486 | Cost of 1 metre |  |  |  |  | 184.62
486 | Say |  |  |  |  | 184.60
487 | 9.40.1.2 | 50 x 20 mm Details of cost for beading of a window of size 140x110cm i.e. 500cm. long (5metre) MATERIAL Teak wood IInd class in planks 500x5x2.0cm = 0.005cum+ Add for wastage @ 10% = 0.0005 cum. Total = 0.0055 cum. Say 5.5 cudm.
487 | 1190 | Second class teak wood in planks | 10 cudm | 0.55 | 791.00 | 435.05
487 | 2204 | Carriage of Timber | cum | 0.0055 | 118.59 | 0.65
487 | 0637 | Bright finished or black enamelled mild steel screws 40 mm | 100 Nos | 0.36 | 60.00 | 21.60
487 |  | Painting with priming coat Area =
487 |  | 500(5+2+2) = 0.45 sqm
487 | 13.50.1 | Rate as per item no 13.50.1 of SH : Finishing | sqm | 0.45 | 57.05 | 25.67 A
487 |  | LABOUR
487 |  | For plaining, fixing and making design
487 | 0111 | Carpenter 1st class | day | 0.53 | 738.00 | 391.14
487 | TOTAL |  |  |  |  | 874.11 W
487 | Add 1 % Water charges on "W-A" |  |  |  |  | 8.48
487 | TOTAL |  |  |  |  | 882.60 X
487 |  | Add GST on "X-A" (multiplying factor
487 |  | 0.1405) 120.40
487 | TOTAL |  |  |  |  | 1003.00 Y
487 | Add 15% CPOH on "Y-A" |  |  |  |  | 146.60
487 | TOTAL |  |  |  |  | 1149.60 Z
487 | Add Cess @ 1% on "Z-A" |  |  |  |  | 11.24
487 | Cost of 5 metre |  |  |  |  | 1160.84
487 | Cost of 1 metre |  |  |  |  | 232.17
487 | Say |  |  |  |  | 232.15
487 | 9.40.2 | Kiln seasoned and chemically treated hollock wood
487 | 9.40.2.1 | 50x12 mm Details of cost for beading for a window of size 140x110cm i.e. 500cm long (5 metre) MATERIAL Hollock wood 500x5x1.2cm = 0.003 cum+ Add for wastage @ 10% = 0.0003 cum. Total = 0.0033 cum. Say 3.3 cudm.
487 | 2505 | Hollock wood in planks | 10 cudm | 0.33 | 390.00 | 128.70
487 | 2204 | Carriage of Timber | cum | 0.0033 | 118.59 | 0.39
487 | 0637 | Bright finished or black enamelled mild steel screws 40 mm | 100 Nos | 0.36 | 60.00 | 21.60
487 |  | Painting with priming coat Area =
487 |  | 500(5+1.2+1.2) = 0.37 sqm
488 | 13.50.1 | Rate as per item no 13.50.1 of SH : Finishing | sqm | 0.37 | 57.05 | 21.11 A
488 |  | LABOUR
488 |  | For plaining, fixing and making design
488 | 0111 | Carpenter 1st class | day | 0.53 | 738.00 | 391.14
488 | TOTAL |  |  |  |  | 562.94 W
488 | Add 1 % Water charges on "W-A" |  |  |  |  | 5.42
488 | TOTAL |  |  |  |  | 568.36 X
488 |  | Add GST on "X-A" (multiplying factor
488 |  | 0.1405) 76.89
488 | TOTAL |  |  |  |  | 645.25 Y
488 | Add 15% CPOH on "Y-A" |  |  |  |  | 93.62
488 | TOTAL |  |  |  |  | 738.87 Z
488 | Add Cess @ 1% on "Z-A" |  |  |  |  | 7.18
488 | Cost of 5 metre |  |  |  |  | 746.05
488 | Cost of 1 metre |  |  |  |  | 149.21
488 | Say |  |  |  |  | 149.20
488 | 9.40.2.2 | 50x20 mm Details of cost for beading for a window of size 140x110cm i.e. 500cm long (5 metre) MATERIAL Hollock wood 500x50x200mm = 0.005 cum + Add for wastage @ 10% = 0.0005 cum. Total = 0.0055 cum. Say 5.5 cudm.
488 | 2505 | Hollock wood in planks | 10 cudm | 0.55 | 390.00 | 214.50
488 | 2204 | Carriage of Timber | cum | 0.0055 | 118.59 | 0.65
488 | 0637 | Bright finished or black enamelled mild steel screws 40 mm | 100 Nos | 0.36 | 60.00 | 21.60
488 |  | Painting with priming coat Area =
488 |  | 500(5+2+2) = 0.45 sqm
488 | 13.50.1 | Rate as per item no 13.50.1 of SH : Finishing | sqm | 0.45 | 57.05 | 25.67 A
488 |  | LABOUR
488 |  | For plaining, fixing and making design
488 | 0111 | Carpenter 1st class | day | 0.53 | 738.00 | 391.14
488 | TOTAL |  |  |  |  | 653.56 W
488 | Add 1 % Water charges on "W-A" |  |  |  |  | 6.28
488 | TOTAL |  |  |  |  | 659.84 X
488 |  | Add GST on "X-A" (multiplying factor
488 |  | 0.1405) 89.10
488 | TOTAL |  |  |  |  | 748.94 Y
488 | Add 15% CPOH on "Y-A" |  |  |  |  | 108.49
488 | TOTAL |  |  |  |  | 857.44 Z
488 | Add Cess @ 1% on "Z-A" |  |  |  |  | 8.32
488 | Cost of 5 metre |  |  |  |  | 865.75
488 | Cost of 1 metre |  |  |  |  | 173.15
488 | Say |  |  |  |  | 173.15
489 | 9.41 | Providing and fixing plain jaffri of 35x10 mm laths placed 35 mm apart (frames to be paid separately), including fixing 50x12 mm beading complete with :
489 | 9.41.1 | Second class teak wood Details of cost of a jaffri 200x110cm = 2.2sqm. MATERIAL Teakwood IInd class Jaffri 210x120x1.0cm = 0.025cum.+ Beading 660x5x1.2cm = 0.004cum. Total = 0.029 cum.+ Add wastage @ 10% = 0.003 cum. Total = 0.032 cum. Say 32 cudm.
489 | 1190 | Second class teak wood in planks | 10 cudm | 3.20 | 791.00 | 2531.20
489 | 2204 | Carriage of Timber | cum | 0.032 | 118.59 | 3.79
489 |  | LABOUR
489 | 0111 | Carpenter 1st class | day | 0.75 | 738.00 | 553.50
489 | 0112 | Carpenter 2nd class | day | 1.00 | 679.00 | 679.00
489 | 0114 | Beldar | day | 0.50 | 558.00 | 279.00
489 | 0130 | Mistry | day | 0.10 | 738.00 | 73.80
489 | 9999 | Sundries | L.S. | 33.80 | 2.00 | 67.60
489 | TOTAL |  |  |  |  | 4187.89 W
489 | Add 1 % Water charges on "W" |  |  |  |  | 41.88
489 | TOTAL |  |  |  |  | 4229.77 X
489 |  | Add GST on "X" (multiplying factor
489 |  | 0.1405) 594.28
489 | TOTAL |  |  |  |  | 4824.06 Y
489 | Add 15% CPOH on "Y" |  |  |  |  | 723.61
489 | TOTAL |  |  |  |  | 5547.67 | Z
489 | Add Cess @ 1% on "Z" |  |  |  |  | 55.48
489 | Cost of 2.2 sqm. |  |  |  |  | 5603.14
489 | Cost of 1 sqm. |  |  |  |  | 2546.88
489 | Say |  |  |  |  | 2546.90
489 | 9.42 | Providing and fixing 18 mm thick, 150 mm wide pelmet of flat pressed 3 layer or graded wood particle board medium density grade I, IS : 3087 marked, including top cover of 6 mm commercial ply wood conforming to IS: 303 BWR grade, nickel plated M.S. pipe 20 mm dia ( heavy type) curtain rod with nickel plated brackets, including fixing with 25x3 mm M.S. flat 10 cm long fixed to pelmet with hollock wood cleats of size 100 mm x 40 mm x 40 mm on both inner side of pelmet and rawl plugs 75 mm long etc. all complete. Details of cost for a pelmet 2m long MATERIAL (i) 18mm thick particle board (medium density exterior grade) Front-1x1.7x0.15= 0.255sqm.+ Sides-2x0.15x0.15= 0.045sqm. Total = 0.300sqm.+ Add wastage @5% = 0.015sqm. Total = 0.315sqm. Say 0.32 sqm.
490 | 7055 | Flat pressed 3 layer and graded particle board (medium density) Grade 1 conforming to IS : 3087 - 18 mm thick | sqm | 0.32 | 480.00 | 153.60
490 |  | 6mm thick commercial ply wood
490 |  | Top-1x1.7x0.15= 0.255sqm.+
490 |  | Add wastage @ 5% = 0.013 sqm. =
490 |  | 0.268 sqm. Say 0.27 sqm.
490 | 2412 | Ply wood 5 ply with commercial ply on both faces 6 mm thick | sqm | 0.27 | 300.00 | 81.00
490 | 7034 | Nickle plated M.S. pipe 20 mm dia. | metre | 1.65 | 72.00 | 118.80
490 | 7035 | Nickle plated M.S. Brackets for curtain rod 20 mm | each | 2.00 | 7.00 | 14.00
490 | 9977 | Carriage of material | L.S. | 0.52 | 2.00 | 1.04
490 | 9999 | M.S. flat 25x3mm and 10cm long over brackets | L.S. | 8.06 | 2.00 | 16.12
490 | 2505 | Hollock wood in planks | 10 cudm | 0.032 | 390.00 | 12.48
490 | 7048 | Rawl plug 50 mm (designation 10 no.) | each | 2.00 | 25.00 | 50.00
490 |  | LABOUR
490 | 0112 | Carpenter 2nd class | day | 0.18 | 679.00 | 122.22
490 | 0114 | Beldar | day | 0.18 | 558.00 | 100.44
490 | 0130 | Mistry | day | 0.11 | 738.00 | 81.18
490 | 9999 | Sundries | L.S. | 2.73 | 2.00 | 5.46
490 | TOTAL |  |  |  |  | 756.34 W
490 | Add 1 % Water charges on "W" |  |  |  |  | 7.56
490 | TOTAL |  |  |  |  | 763.90 X
490 |  | Add GST on "X" (multiplying factor
490 |  | 0.1405) 107.33
490 | TOTAL |  |  |  |  | 871.23 Y
490 | Add 15% CPOH on "Y" |  |  |  |  | 130.68
490 | TOTAL |  |  |  |  | 1001.92 | Z
490 | Add Cess @ 1% on "Z" |  |  |  |  | 10.02
490 | Cost of 2 m |  |  |  |  | 1011.94
490 | Cost of 1 metre |  |  |  |  | 505.97
490 | Say |  |  |  |  | 505.95
490 | 9.43 | Providing and fixing 18 mm thick, 150 mm wide pelmet of coir veneer board ISI marked IS : 14842, including top cover of 6 mm coir veneer board, nickle plated M.S. Pipe 20 mm dia. (heavy type) curtain rod with nickel plated brackets, including fixing with 25x3 mm M.S. Flat 10 cm long fixed to pelmet with hollock wood cleats of size 100 mm x 40 mm x 40 mm on both inner side of pelmet and rawl plugs 75 mm long etc. all complete. Details of cost for a pelmet 2m long MATERIAL (i) 18mm thick Coir veneered board Front-1x1.7x0.15= 0.255sqm.+ Sides-2x0.15x0.15= 0.045sqm. Total = 0.300sqm.+ Add wastage @5% = 0.015sqm. Total = 0.315sqm. Say 0.32 sqm.
491 | 7556 | Coir veneered board 18mm thick | sqm | 0.32 | 1000.00 | 320.00
491 |  | 6mm thick commercial ply wood
491 |  | Top-1x1.7x0.15= 0.255sqm.+
491 |  | Add wastage @ 5% = 0.013 sqm.
491 |  | Total = 0.268 sqm. Say 0.27 sqm.
491 | 7553 | Coir veneered board 6mm thick | sqm | 0.27 | 385.00 | 103.95
491 | 7034 | Nickle plated M.S. pipe 20 mm dia. | metre | 1.65 | 72.00 | 118.80
491 | 7035 | Nickle plated M.S. Brackets for curtain rod 20 mm | each | 2.00 | 7.00 | 14.00
491 | 9977 | Carriage of material | L.S. | 0.52 | 2.00 | 1.04
491 | 9999 | M.S. flat 25x3mm and 10cm long over brackets | L.S. | 8.06 | 2.00 | 16.12
491 | 2505 | Hollock wood in planks | 10 cudm | 0.032 | 390.00 | 12.48
491 | 7048 | Rawl plug 50 mm (designation 10 no.) | each | 2.00 | 25.00 | 50.00
491 |  | LABOUR
491 | 0112 | Carpenter 2nd class | day | 0.18 | 679.00 | 122.22
491 | 0114 | Beldar | day | 0.18 | 558.00 | 100.44
491 | 0130 | Mistry | day | 0.11 | 738.00 | 81.18
491 | 9999 | Sundries | L.S. | 2.73 | 2.00 | 5.46
491 | TOTAL |  |  |  |  | 945.69 W
491 | Add 1 % Water charges on "W" |  |  |  |  | 9.46
491 | TOTAL |  |  |  |  | 955.15 X
491 |  | Add GST on "X" (multiplying factor
491 |  | 0.1405) 134.20
491 | TOTAL |  |  |  |  | 1089.35 Y
491 | Add 15% CPOH on "Y" |  |  |  |  | 163.40
491 | TOTAL |  |  |  |  | 1252.75 | Z
491 | Add Cess @ 1% on "Z" |  |  |  |  | 12.53
491 | Cost of 2 m |  |  |  |  | 1265.27
491 | Cost of 1 metre |  |  |  |  | 632.64
491 | Say |  |  |  |  | 632.65
491 | 9.44 | Extra for using veneered particle board conforming to IS 3097 Grade I, in item of pelmet 18mm thick 150mm wide.
491 | 9.44.1 | Non decorative veneer on both sides Details of cost for a pelmet 2m long MATERIAL (i) 18mm thick particle board (medium density exterior grade) Front-1x1.7x0.15= 0.255sqm.+ Sides-2x0.15x0.15= 0.045sqm. Total = 0.300sqm.+ Add wastage @5% = 0.015sqm. Total = 0.315sqm. Say 0.32 sqm.
492 | 0347 | Extra for veneered particle board with Commercial veneering on both sides | sqm | 0.32 | 155.00 | 49.60
492 | TOTAL |  |  |  |  | 49.60 W
492 | Add 1 % Water charges on "W" |  |  |  |  | 0.50
492 | TOTAL |  |  |  |  | 50.10 X
492 |  | Add GST on "X" (multiplying factor
492 |  | 0.1405) 7.04
492 | TOTAL |  |  |  |  | 57.13 Y
492 | Add 15% CPOH on "Y" |  |  |  |  | 8.57
492 | TOTAL |  |  |  |  | 65.70 | Z
492 | Add Cess @ 1% on "Z" |  |  |  |  | 0.66
492 | Cost of 2m |  |  |  |  | 66.36
492 | Cost of 1 metre |  |  |  |  | 33.18
492 | Say |  |  |  |  | 33.20
492 | 9.44.2 | Particle board with decorative veneering on both sides Details of cost for a pelmet 2m long MATERIAL (i) 18mm thick particle board (medium density exterior grade) Front-1x1.7x0.15= 0.255sqm.+ Sides-2x0.15x0.15= 0.045sqm. Total = 0.300sqm.+ Add wastage @5% = 0.015sqm. Total = 0.315sqm. Say 0.32 sqm.
492 | 0348 | Extra for veneered particle board with Teak veneering on both sides | sqm | 0.32 | 500.00 | 160.00
492 | TOTAL |  |  |  |  | 160.00 W
492 | Add 1 % Water charges on "W" |  |  |  |  | 1.60
492 | TOTAL |  |  |  |  | 161.60 X
492 |  | Add GST on "X" (multiplying factor
492 |  | 0.1405) 22.70
492 | TOTAL |  |  |  |  | 184.30 Y
492 | Add 15% CPOH on "Y" |  |  |  |  | 27.65
492 | TOTAL |  |  |  |  | 211.95 | Z
492 | Add Cess @ 1% on "Z" |  |  |  |  | 2.12
492 | Cost of 2m |  |  |  |  | 214.07
492 | Cost of 1 metre |  |  |  |  | 107.04
492 | Say |  |  |  |  | 107.05
492 | 9.45 | Providing and fixing teak wood lipping of size 25x3 mm in pelmet. Details of cost for 10 metre MATERIAL
492 | 7049 | Teak wood lipping of size 25x3 mm in pelmets | metre | 10.00 | 14.00 | 140.00
492 |  | LABOUR
492 | 0112 | Carpenter 2nd class | day | 0.25 | 679.00 | 169.75
493 | 0114 | Beldar | day | 0.25 | 558.00 | 139.50
493 | TOTAL |  |  |  |  | 449.25 W
493 | Add 1 % Water charges on "W" |  |  |  |  | 4.49
493 | TOTAL |  |  |  |  | 453.74 X
493 |  | Add GST on "X" (multiplying factor
493 |  | 0.1405) 63.75
493 | TOTAL |  |  |  |  | 517.49 Y
493 | Add 15% CPOH on "Y" |  |  |  |  | 77.62
493 | TOTAL |  |  |  |  | 595.12 | Z
493 | Add Cess @ 1% on "Z" |  |  |  |  | 5.95
493 |  | Cost for 10 metre 601.07
493 | Cost of 1 metre |  |  |  |  | 60.11
493 | Say |  |  |  |  | 60.10
493 | 9.46 | Providing and fixing chromium plated brass curtain rod having wall thickness of 1.25mm with two chromium plated brass brackets fixed with C.P. brass screws and PVC sleeves etc., wherever necessary complete :
493 | 9.46.1 | 12 mm dia Details of cost for 2m long MATERIAL
493 | 0590 | Chromium plated Brass curtain rod 12 mm dia 1.25mm thick | metre | 2.00 | 185.00 | 370.00
493 | 7023 | Chromium plated brackets ( curtain rods) | each | 2.00 | 7.00 | 14.00
493 | 9999 | C.P. brass screws | L.S. | 4.03 | 2.00 | 8.06
493 | 9977 | CARRIAGE | L.S. | 1.56 | 2.00 | 3.12
493 | 0458 | PVC cleeves for screws | each | 2.00 | 2.00 | 4.00
493 | 9999 | LABOUR | L.S. | 2.73 | 2.00 | 5.46
493 | 9999 | Sundries | L.S. | 1.56 | 2.00 | 3.12
493 | TOTAL |  |  |  |  | 407.76 W
493 | Add 1 % Water charges on "W" |  |  |  |  | 4.08
493 | TOTAL |  |  |  |  | 411.84 X
493 |  | Add GST on "X" (multiplying factor
493 |  | 0.1405) 57.86
493 | TOTAL |  |  |  |  | 469.70 Y
493 | Add 15% CPOH on "Y" |  |  |  |  | 70.46
493 | TOTAL |  |  |  |  | 540.16 | Z
493 | Add Cess @ 1% on "Z" |  |  |  |  | 5.40
493 |  | Cost for 2 metre 545.56
493 | Cost of 1 metre |  |  |  |  | 272.78
493 | Say |  |  |  |  | 272.80
493 | 9.46.2 | 20 mm dia Details of cost for 2m long MATERIAL
493 | 0591 | Chromium plated Brass curtain rod 20 mm dia 1.25mm thick | metre | 2.00 | 260.00 | 520.00
494 | 7023 | Chromium plated brackets ( curtain rods) | each | 2.00 | 7.00 | 14.00
494 | 9999 | C.P. brass screws | L.S. | 4.03 | 2.00 | 8.06
494 | 9977 | CARRIAGE | L.S. | 1.56 | 2.00 | 3.12
494 | 0458 | PVC cleeves for screws | each | 2.00 | 2.00 | 4.00
494 | 9999 | LABOUR | L.S. | 2.73 | 2.00 | 5.46
494 | 9999 | Sundries | L.S. | 1.56 | 2.00 | 3.12
494 | TOTAL |  |  |  |  | 557.76 W
494 | Add 1 % Water charges on "W" |  |  |  |  | 5.58
494 | TOTAL |  |  |  |  | 563.34 X
494 |  | Add GST on "X" (multiplying factor
494 |  | 0.1405) 79.17
494 | TOTAL |  |  |  |  | 642.50 Y
494 | Add 15% CPOH on "Y" |  |  |  |  | 96.38
494 | TOTAL |  |  |  |  | 738.88 | Z
494 | Add Cess @ 1% on "Z" |  |  |  |  | 7.39
494 |  | Cost for 2 metre 746.27
494 | Cost of 1 metre |  |  |  |  | 373.13
494 | Say |  |  |  |  | 373.15
494 | 9.46.3 | 25 mm dia Details of cost for 2m long MATERIAL
494 | 0592 | Chromium plated Brass curtain rod 25 mm dia 1.25mm thick | metre | 2.00 | 340.00 | 680.00
494 | 7023 | Chromium plated brackets ( curtain rods) | each | 2.00 | 7.00 | 14.00
494 | 9999 | C.P. brass screws | L.S. | 4.03 | 2.00 | 8.06
494 | 9977 | CARRIAGE | L.S. | 1.56 | 2.00 | 3.12
494 | 0458 | PVC cleeves for screws | each | 2.00 | 2.00 | 4.00
494 | 9999 | LABOUR | L.S. | 2.73 | 2.00 | 5.46
494 | 9999 | Sundries | L.S. | 1.56 | 2.00 | 3.12
494 | TOTAL |  |  |  |  | 717.76 W
494 | Add 1 % Water charges on "W" |  |  |  |  | 7.18
494 | TOTAL |  |  |  |  | 724.94 X
494 |  | Add GST on "X" (multiplying factor
494 |  | 0.1405) 101.85
494 | TOTAL |  |  |  |  | 826.79 Y
494 | Add 15% CPOH on "Y" |  |  |  |  | 124.02
494 | TOTAL |  |  |  |  | 950.81 | Z
494 | Add Cess @ 1% on "Z" |  |  |  |  | 9.51
494 |  | Cost for 2 metre 960.32
494 | Cost of 1 metre |  |  |  |  | 480.16
494 | Say |  |  |  |  | 480.15
495 | 9.47 | Providing and fixing nickel plated M.S. pipe curtain rods with nickel plated brackets :
495 | 9.47.1 | 20 mm dia (heavy type) Details of cost for 2m long MATERIAL
495 | 7034 | Nickle plated M.S. pipe 20 mm dia. | metre | 2.00 | 72.00 | 144.00
495 | 7035 | Nickle plated M.S. Brackets for curtain rod 20 mm | each | 2.00 | 7.00 | 14.00
495 | 9999 | Screws | L.S. | 4.03 | 2.00 | 8.06
495 | 9999 | CARRIAGE | L.S. | 1.56 | 2.00 | 3.12
495 | 7048 | Rawl plug 50 mm (designation 10 no.) | each | 2.00 | 25.00 | 50.00
495 | 9999 | Labour including fixing rawl plug | L.S. | 5.20 | 2.00 | 10.40
495 | 9999 | Sundries | L.S. | 1.56 | 2.00 | 3.12
495 | TOTAL |  |  |  |  | 232.70 W
495 | Add 1 % Water charges on "W" |  |  |  |  | 2.33
495 | TOTAL |  |  |  |  | 235.03 X
495 |  | Add GST on "X" (multiplying factor
495 |  | 0.1405) 33.02
495 | TOTAL |  |  |  |  | 268.05 Y
495 | Add 15% CPOH on "Y" |  |  |  |  | 40.21
495 | TOTAL |  |  |  |  | 308.26 | Z
495 | Add Cess @ 1% on "Z" |  |  |  |  | 3.08
495 |  | Cost for 2 metre 311.34
495 | Cost of 1 metre |  |  |  |  | 155.67
495 | Say |  |  |  |  | 155.65
495 | 9.47.2 | 25 mm dia (heavy type) Details of cost for 2m long MATERIAL
495 | 7033 | Nickel plated M.S. pipe 25mm dia | metre | 2.00 | 76.00 | 152.00
495 | 7036 | Nickle plated M.S. Brackets for curtain rod 25 mm | each | 2.00 | 8.00 | 16.00
495 | 9999 | Screws | L.S. | 4.03 | 2.00 | 8.06
495 | 9999 | CARRIAGE | L.S. | 1.56 | 2.00 | 3.12
495 | 7048 | Rawl plug 50 mm (designation 10 no.) | each | 2.00 | 25.00 | 50.00
495 | 9999 | Labour including fixing rawl plug | L.S. | 5.20 | 2.00 | 10.40
495 | 9999 | Sundries | L.S. | 1.56 | 2.00 | 3.12
495 | TOTAL |  |  |  |  | 242.70 W
495 | Add 1 % Water charges on "W" |  |  |  |  | 2.43
495 | TOTAL |  |  |  |  | 245.13 X
495 |  | Add GST on "X" (multiplying factor
495 |  | 0.1405) 34.44
495 | TOTAL |  |  |  |  | 279.57 Y
495 | Add 15% CPOH on "Y" |  |  |  |  | 41.94
495 | TOTAL |  |  |  |  | 321.50 | Z
495 | Add Cess @ 1% on "Z" |  |  |  |  | 3.22
495 |  | Cost for 2 metre 324.72
495 | Cost of 1 metre |  |  |  |  | 162.36
495 | Say |  |  |  |  | 162.35
496 | 9.48 | Providing and fixing M.S. grills of required pattern in frames of windows etc. with M.S. flats, square or round bars etc. including priming coat with approved steel primer all complete.
496 | 9.48.1 | Fixed to steel windows by welding Details of cost for 18.54 kg Grill size 90x120cm = 1.08sqm. MATERIAL M.S. bar 16mm dia. metre- 11x86cm = 9.46m. @ 1.58kg/m = 14.95kg+ Add wastage @ 10% = 1.50kg. Total = 16.45kg. Say 0.165q
496 | 1003 | Mild steel round bar above 12 mm dia | quintal | 0.165 | 4400.00 | 726.00
496 |  | M.S. flat 25x3.15mm
496 |  | 2x120cm = 2.40m+
496 |  | 2x90cm = 1.80m+
496 |  | 1x120cm = 1.20m+
496 |  | 2x15cm = 0.30m
496 |  | Total =5.70m
496 |  | 5.70m @ 0.63kg/m = 3.59kg+
496 |  | Add wastage @ 10% = 0.36kg.
496 |  | Total = 3.95kg. Say 4 kg. or 0.04q
496 | 1008 | Flats upto 10 mm in thickness | quintal | 0.04 | 4500.00 | 180.00
496 | 2205 | Carriage of Steel | tonne | 0.02 | 92.24 | 1.84
496 |  | 0.165 + 0.04 = 0.205 q = 0.0205 t
496 |  | Say 0.02 tonne
496 | 9999 | Sundries | L.S. | 26.91 | 2.00 | 53.82
496 | 9999 | Welding charges | L.S. | 19.76 | 2.00 | 39.52
496 |  | Priming coat:
496 |  | Area=1x0.9x1.2x1=1.08 sqm
496 | 13.50.3 | Rate as per Item No.13.50.3 of SH: Finishing | sqm | 1.08 | 50.70 | 54.76 A
496 |  | LABOUR
496 | 0102 | Blacksmith 1st class | day | 0.86 | 738.00 | 634.68
496 | 0114 | Beldar | day | 1.10 | 558.00 | 613.80
496 | TOTAL |  |  |  |  | 2304.42 W
496 | Add 1 % Water charges on "W-A" |  |  |  |  | 22.50
496 | TOTAL |  |  |  |  | 2326.92 X
496 |  | Add GST on "X-A" (multiplying factor
496 |  | 0.1405) 319.24
496 | TOTAL |  |  |  |  | 2646.16 Y
496 | Add 15% CPOH on "Y-A" |  |  |  |  | 388.71
496 | TOTAL |  |  |  |  | 3034.87 Z
496 | Add Cess @ 1% on "Z-A" |  |  |  |  | 29.80
496 |  | Cost for 18.54 kg. 3064.67
496 |  | Cost for 1 kg. 165.30
496 | Say |  |  |  |  | 165.30
497 | 9.48.2 | Fixed to openings /wooden frames with rawl plugs screws etc. Details of cost for 18.54 kg Grill size 90x120cm = 1.08sqm. MATERIAL M.S. bar 16mm dia. metre- 11x86cm = 9.46m. @ 1.58kg/m = 14.95kg+ Add wastage @ 10% = 1.50kg. Total = 16.45kg. Say 0.165q
497 | 1003 | Mild steel round bar above 12 mm dia | quintal | 0.165 | 4400.00 | 726.00
497 |  | M.S. flat 25x3.15mm
497 |  | 2x120cm = 2.40m+
497 |  | 2x90cm = 1.80m+
497 |  | 1x120cm = 1.20m+
497 |  | 2x15cm = 0.30m
497 |  | Total =5.70m
497 |  | 5.70m @ 0.63kg/m = 3.59kg+
497 |  | Add wastage @ 10% = 0.36kg.
497 |  | Total = 3.95kg. Say 4 kg. or 0.04q
497 | 1008 | Flats upto 10 mm in thickness | quintal | 0.04 | 4500.00 | 180.00
497 | 2205 | Carriage of Steel | tonne | 0.02 | 92.24 | 1.84
497 |  | 0.165 + 0.04 = 0.205 q = 0.0205 t
497 |  | Say 0.02 tonne
497 | 9999 | Sundries | L.S. | 26.91 | 2.00 | 53.82
497 | 9999 | Welding charges | L.S. | 19.76 | 2.00 | 39.52
497 |  | Priming coat:
497 |  | Area=1x0.9x1.2x1=1.08 sqm
497 | 13.50.3 | Rate as per Item No.13.50.3 of SH: Finishing | sqm | 1.08 | 50.70 | 54.76 A
497 |  | LABOUR
497 | 0102 | Blacksmith 1st class | day | 0.86 | 738.00 | 634.68
497 | 0114 | Beldar | day | 1.10 | 558.00 | 613.80
497 | 7048 | Rawl plug 50 mm (designation 10 no.) | each | 8.00 | 25.00 | 200.00
497 | 9999 | Fixing of rawl plugs | L.S. | 26.00 | 2.00 | 52.00
497 | TOTAL |  |  |  |  | 2556.42 W
497 | Add 1 % Water charges on "W-A" |  |  |  |  | 25.02
497 | TOTAL |  |  |  |  | 2581.44 X
497 |  | Add GST on "X-A" (multiplying factor
497 |  | 0.1405) 355.00
497 | TOTAL |  |  |  |  | 2936.44 Y
497 | Add 15% CPOH on "Y-A" |  |  |  |  | 432.25
497 | TOTAL |  |  |  |  | 3368.69 Z
497 | Add Cess @ 1% on "Z-A" |  |  |  |  | 33.14
497 |  | Cost for 18.54 kg. 3401.83
497 |  | Cost for 1 kg. 183.49
497 | Say |  |  |  |  | 183.50
498 | 9.49 | Providing and fixing expanded metal 20x60 mm strands 3.25 mm wide and 1.6mm thick for windows etc. including 62 x19 mm beading of II nd class teak wood and priming coat with approved steel primer all complete. Details of cost for a window of size 140x110cm =1.54sqm. MATERIAL Expended metal -20x60mm mesh 3.2mm wide = 1.4x1.1m = 1.54sqm.+ Add wastage @ 10% = 0.15sqm. Total = 1.69 sqm.
498 | 1015 | Mild steel expanded metal 20x60 mm strands | sqm | 1.69 | 280.00 | 473.20
498 | 9977 | Carriage | L.S. | 1.82 | 2.00 | 3.64
498 |  | Priming coat
498 |  | Area=1.40x1.10x1.00=1.54sqm
498 | 13.50.3 | Rate as per Item No.13.50.3 of SH: FINISHING | sqm | 1.54 | 50.70 | 78.08 A
498 |  | Second class teak wood beading
498 |  | 5mx62mmx19mm = 0.0059cum.
498 |  | Add wastage @ 10% = 0.00059cum.
498 |  | Total = 0.00649cum. Say 6 cudm.
498 | 1190 | Second class teak wood in planks | 10 cudm | 0.60 | 791.00 | 474.60
498 | 2204 | Carriage of Timber | cum | 0.006 | 118.59 | 0.71
498 |  | LABOUR
498 | 0112 | Carpenter 2nd class | day | 0.33 | 679.00 | 224.07
498 | 0114 | Beldar | day | 0.25 | 558.00 | 139.50
498 | 9999 | Sundries | L.S. | 26.91 | 2.00 | 53.82
498 | TOTAL |  |  |  |  | 1447.62 W
498 | Add 1 % Water charges on "W-A" |  |  |  |  | 13.70
498 | TOTAL |  |  |  |  | 1461.31 X
498 |  | Add GST on "X-A" (multiplying factor
498 |  | 0.1405) 194.34
498 | TOTAL |  |  |  |  | 1655.66 Y
498 | Add 15% CPOH on "Y-A" |  |  |  |  | 236.64
498 | TOTAL |  |  |  |  | 1892.30 Z
498 | Add Cess @ 1% on "Z-A" |  |  |  |  | 18.14
498 | Cost of 1.54 sqm. |  |  |  |  | 1910.44
498 | Cost of 1 sqm. |  |  |  |  | 1240.54
498 | Say |  |  |  |  | 1240.55
498 | 9.50 | Providing and fixing hard drawn steel wire fabric 75x25 mm mesh of weight not less than 7.75 Kg per sqm to window frames etc. including 62x19 mm beading of second class teak wood and priming coat with approved steel primer all complete. Details of cost for a window of size 140x110cm =1.54sqm. MATERIAL Hard drawn steel wire fabric -20x60mm mesh 3.2mm wide = 1.4x1.1m = 1.54sqm.+ Add wastage @ 10% = 0.15sqm. Total = 1.69 sqm.
499 | 1021 | Hard drawn steel wire fabric | sqm | 1.69 | 430.00 | 726.70
499 | 9977 | Carriage of wire fabric | L.S. | 1.82 | 2.00 | 3.64
499 |  | Priming coat
499 |  | Area=1.40x1.10x1.00=1.54sqm
499 | 13.50.3 | Rate as per Item No.13.50.3 of SH: FINISHING | sqm | 1.54 | 50.70 | 78.08 A
499 |  | Second class teak wood beading
499 |  | 5mx62mmx19mm = 0.0059cum.
499 |  | Add wastage @ 10% = 0.00059cum.
499 |  | Total = 0.00649cum. Say 6 cudm.
499 | 1190 | Second class teak wood in planks | 10 cudm | 0.60 | 791.00 | 474.60
499 | 2204 | Carriage of Timber | cum | 0.006 | 118.59 | 0.71
499 |  | LABOUR
499 | 0112 | Carpenter 2nd class | day | 0.33 | 679.00 | 224.07
499 | 0114 | Beldar | day | 0.25 | 558.00 | 139.50
499 | 9999 | Sundries | L.S. | 19.76 | 2.00 | 39.52
499 | TOTAL |  |  |  |  | 1686.82 W
499 | Add 1 % Water charges on "W-A" |  |  |  |  | 16.09
499 | TOTAL |  |  |  |  | 1702.91 X
499 |  | Add GST on "X-A" (multiplying factor
499 |  | 0.1405) 228.29
499 | TOTAL |  |  |  |  | 1931.20 Y
499 | Add 15% CPOH on "Y-A" |  |  |  |  | 277.97
499 | TOTAL |  |  |  |  | 2209.16 Z
499 | Add Cess @ 1% on "Z-A" |  |  |  |  | 21.31
499 | Cost of 1.54 sqm. |  |  |  |  | 2230.47
499 | Cost of 1 sqm. |  |  |  |  | 1448.36
499 | Say |  |  |  |  | 1448.35
499 | 9.51 | Providing and fixing fly proof galvanized M.S. wire gauge to windows and clerestory windows using wire gauge with average width of aperture 1.4 mm in both directions with wire of dia 0.63 mm all complete.
499 | 9.51.1 | With 2nd class teak wood beading 62X19 mm Details of cost for a window of size 140x110cm =1.54sqm. MATERIAL Wire gauze -20x60mm mesh 3.2mm wide = 1.4x1.1m = 1.54sqm.+ Add wastage @ 10% = 0.15sqm. Total = 1.69 sqm.
499 | 7029 | Galvanised wire mesh of average width of aperture 1.4 mm and nominal dia. of wire 0.63 mm | sqm | 1.69 | 250.00 | 422.50
499 | 9977 | Carriage of wire fabric | L.S. | 1.82 | 2.00 | 3.64
499 |  | Second class teak wood beading
499 |  | 5mx62mmx19mm = 0.0059cum.
499 |  | Add wastage @ 10% = 0.00059cum.
499 |  | Total = 0.00649cum. Say 6 cudm.
499 | 1190 | Second class teak wood in planks | 10 cudm | 0.60 | 791.00 | 474.60
499 | 2204 | Carriage of Timber | cum | 0.006 | 118.59 | 0.71
500 |  | LABOUR
500 | 0112 | Carpenter 2nd class | day | 0.33 | 679.00 | 224.07
500 | 0114 | Beldar | day | 0.25 | 558.00 | 139.50
500 | 9999 | Sundries | L.S. | 19.76 | 2.00 | 39.52
500 | TOTAL |  |  |  |  | 1304.54 W
500 | Add 1 % Water charges on "W" |  |  |  |  | 13.05
500 | TOTAL |  |  |  |  | 1317.59 X
500 |  | Add GST on "X" (multiplying factor
500 |  | 0.1405) 185.12
500 | TOTAL |  |  |  |  | 1502.71 Y
500 | Add 15% CPOH on "Y" |  |  |  |  | 225.41
500 | TOTAL |  |  |  |  | 1728.11 | Z
500 | Add Cess @ 1% on "Z" |  |  |  |  | 17.28
500 | Cost of 1.54 sqm. |  |  |  |  | 1745.40
500 | Cost of 1 sqm. |  |  |  |  | 1133.37
500 | Say |  |  |  |  | 1133.35
500 | 9.51.2 | With 12 mm mild steel U beading Details of cost for a window of size 140x110cm =1.54sqm. MATERIAL Wire gauze -20x60mm mesh 3.2mm wide = 1.4x1.1m = 1.54sqm.+ Add wastage @ 10% = 0.15sqm. Total = 1.69 sqm.
500 | 7029 | Galvanised wire mesh of average width of aperture 1.4 mm and nominal dia. Of wire 0.63 mm | sqm | 1.69 | 250.00 | 422.50
500 | 9977 | Carriage of wire fabric | L.S. | 1.82 | 2.00 | 3.64
500 | 7349 | 12 mm M.S. 'U' beading | metre | 5.00 | 14.00 | 70.00
500 |  | LABOUR
500 | 0112 | Carpenter 2nd class | day | 0.33 | 679.00 | 224.07
500 | 0114 | Beldar | day | 0.25 | 558.00 | 139.50
500 | 9999 | Sundries | L.S. | 19.76 | 2.00 | 39.52
500 | TOTAL |  |  |  |  | 899.23 W
500 | Add 1 % Water charges on "W" |  |  |  |  | 8.99
500 | TOTAL |  |  |  |  | 908.22 X
500 |  | Add GST on "X" (multiplying factor
500 |  | 0.1405) 127.61
500 | TOTAL |  |  |  |  | 1035.83 Y
500 | Add 15% CPOH on "Y" |  |  |  |  | 155.37
500 | TOTAL |  |  |  |  | 1191.20 | Z
500 | Add Cess @ 1% on "Z" |  |  |  |  | 11.91
500 | Cost of 1.54 sqm. |  |  |  |  | 1203.11
500 | Cost of 1 sqm. |  |  |  |  | 781.24
500 | Say |  |  |  |  | 781.25
501 | 9.52 | Deduct for fixing 75x25 mm hard drawn steel wire fabric of weight not less than 7.75 Kg per sqm in panelled and glazed door and window shutter instead of glass sheet 4 mm thick. Details of cost for 1 sqm. MATERIAL
501 | 1021 | Hard drawn steel wire fabric | sqm | 1.00 | 430.00 | 430.00
501 | 2406 | Float glass sheet of nominal thickness 4 mm (weight not less than 10kg/sqm). | sqm | -1.00 | 300.00 | -300.00
501 |  | Difference of cost
501 | TOTAL |  |  |  |  | 130.00 W
501 | Add 1 % Water charges on "W" |  |  |  |  | 1.30
501 | TOTAL |  |  |  |  | 131.30 X
501 |  | Add GST on "X" (multiplying factor
501 |  | 0.1405) 18.45
501 | TOTAL |  |  |  |  | 149.75 Y
501 | Add 15% CPOH on "Y" |  |  |  |  | 22.46
501 | TOTAL |  |  |  |  | 172.21 | Z
501 | Add Cess @ 1% on "Z" |  |  |  |  | 1.72
501 |  | Extra cost for 1 sqm. 173.93
501 | Say |  |  |  |  | 173.95
501 | 9.53 | Providing 40x5 mm flat iron hold fast 40 cm long including fixing to frame with 10 mm diameter bolts, nuts and wooden plugs and embedding in cement concrete block 30x10x15cm 1:3:6 mix (1 cement : 3 coarse sand : 6 graded stone aggregate 20mm nominal size). Details of cost for 1 hold fast MATERIAL M.S.flat 40x5mm 40cm long @ 1.68 kg/m = 0.672 kg = 0.0067 qunital
501 | 1008 | Flats upto 10 mm in thickness | quintal | 0.0067 | 4500.00 | 30.15
501 | 9977 | Carriage of steel | L.S. | 1.82 | 2.00 | 3.64
501 |  | Cement concrete 1:3:6
501 |  | 30x10x15cm= 0.0045cum.+
501 |  | Add wastage @ 10% = 0.00045cum.
501 |  | Total = 0.00495cum. Say 0.005cum.
501 | 4.2.5 | Rate as per item no 4.2.5 of SH : Concrete work | cum | 0.005 | 8025.00 | 40.13 A
501 | 9999 | Bolts and nuts | L.S. | 5.46 | 2.00 | 10.92
501 |  | LABOUR
501 | 0103 | Blacksmith 2nd class | day | 0.03 | 679.00 | 20.37
501 | 0123 | Mason (brick layer) 1st class | day | 0.03 | 738.00 | 22.14
502 | 0114 | Beldar | day | 0.03 | 558.00 | 16.74
502 | TOTAL |  |  |  |  | 144.09 W
502 | Add 1 % Water charges on "W-A" |  |  |  |  | 1.04
502 | TOTAL |  |  |  |  | 145.12 X
502 |  | Add GST on "X-A" (multiplying factor
502 |  | 0.1405) 14.75
502 | TOTAL |  |  |  |  | 159.88 Y
502 | Add 15% CPOH on "Y-A" |  |  |  |  | 17.96
502 | TOTAL |  |  |  |  | 177.84 Z
502 | Add Cess @ 1% on "Z-A" |  |  |  |  | 1.38
502 |  | Cost for 1 no 179.22
502 | Say |  |  |  |  | 179.20
502 | 9.54 | Providing beams including hoisting, fixing in position and applying wood preservative for the unexposed surfaces, etc. complete with :
502 | 9.54.1 | Sal wood Details of cost for a beam 450x30x 15cm = 0.203cum. or 203cudm. MATERIAL Sal wood = 203 cudm.+ Add wastage @ 2% = 4.06cudm. Total = 207.06cudm. Say 207.1 cudm.
502 | 1199 | Sal wood in scantling | 10 cudm | 20.71 | 600.00 | 12426.00
502 | 2204 | Carriage of Timber | cum | 0.2071 | 118.59 | 24.56
502 |  | Priming coat (wood preservative)
502 | 13.57.1 | Rate as per item no 13.57.1 SH : Finishing | sqm | 0.54 | 44.50 | 24.03 A
502 |  | LABOUR
502 | 0112 | Carpenter 2nd class | day | 0.70 | 679.00 | 475.30
502 | 0114 | Beldar | day | 1.45 | 558.00 | 809.10
502 | 0100 | Bandhani | day | 0.70 | 617.00 | 431.90
502 | 9999 | Sundries | L.S. | 26.91 | 2.00 | 53.82
502 | TOTAL |  |  |  |  | 14244.71 W
502 | Add 1 % Water charges on "W-A" |  |  |  |  | 142.21
502 | TOTAL |  |  |  |  | 14386.92 X
502 |  | Add GST on "X-A" (multiplying factor
502 |  | 0.1405) 2017.99
502 | TOTAL |  |  |  |  | 16404.90 Y
502 | Add 15% CPOH on "Y-A" |  |  |  |  | 2457.13
502 | TOTAL |  |  |  |  | 18862.03 | Z
502 | Add Cess @ 1% on "Z-A" |  |  |  |  | 188.38
502 |  | Cost for 203 cudm. 19050.41
502 | Cost of 1 cum. |  |  |  |  | 93844.38
502 | Say |  |  |  |  | 93844.40
503 | 9.54.2 | Hollock wood Details of cost for a beam 450x30x 15cm = 0.203cum. or 203cudm. MATERIAL Hollock wood = 203 cudm.+ Add wastage @ 2% = 4.06cudm. Total = 207.06cudm. Say 207.1 cudm.
503 | 2466 | Hollock wood in scantling | 10 cudm | 20.71 | 350.00 | 7248.50
503 | 2204 | Carriage of Timber | cum | 0.207 | 118.59 | 24.55
503 |  | Priming coat (wood preservative)
503 | 13.57.1 | Rate as per item no 13.57.1 SH : Finishing | sqm | 0.54 | 44.50 | 24.03 A
503 |  | LABOUR
503 | 0112 | Carpenter 2nd class | day | 0.70 | 679.00 | 475.30
503 | 0114 | Beldar | day | 1.45 | 558.00 | 809.10
503 | 0100 | Bandhani | day | 0.70 | 617.00 | 431.90
503 | 9999 | Sundries | L.S. | 26.91 | 2.00 | 53.82
503 | TOTAL |  |  |  |  | 9067.20 W
503 | Add 1 % Water charges on "W-A" |  |  |  |  | 90.43
503 | TOTAL |  |  |  |  | 9157.63 X
503 |  | Add GST on "X-A" (multiplying factor
503 |  | 0.1405) 1283.27
503 | TOTAL |  |  |  |  | 10440.90 Y
503 | Add 15% CPOH on "Y-A" |  |  |  |  | 1562.53
503 | TOTAL |  |  |  |  | 12003.43 | Z
503 | Add Cess @ 1% on "Z-A" |  |  |  |  | 119.79
503 |  | Cost for 203 cudm. 12123.23
503 | Cost of 1 cum. |  |  |  |  | 59720.34
503 | Say |  |  |  |  | 59720.35
503 | 9.55 | Providing and fixing ISI marked M.S. pressed butt hinges bright finished with necessary screws etc. complete :
503 | 9.55.1 | 125x65x2.12 mm Details of cost for ten hinges MATERIAL
503 | 0594 | Bright finished or black enamelled mild steel butt hinges 125x65x2.12 mm | 10 Nos | 1.00 | 135.00 | 135.00
503 | 0635 | Bright finished or black enamelled mild steel screws 50 mm | 100 Nos | 0.80 | 75.00 | 60.00
503 | 9977 | Carriage of materials | L.S. | 2.73 | 2.00 | 5.46
503 |  | LABOUR
503 | 0112 | Carpenter 2nd class | day | 0.14 | 679.00 | 95.06
504 | 0114 | Beldar | day | 0.09 | 558.00 | 50.22
504 | TOTAL |  |  |  |  | 345.74 W
504 | Add 1 % Water charges on "W" |  |  |  |  | 3.46
504 | TOTAL |  |  |  |  | 349.20 X
504 |  | Add GST on "X" (multiplying factor
504 |  | 0.1405) 49.06
504 | TOTAL |  |  |  |  | 398.26 Y
504 | Add 15% CPOH on "Y" |  |  |  |  | 59.74
504 | TOTAL |  |  |  |  | 458.00 | Z
504 | Add Cess @ 1% on "Z" |  |  |  |  | 4.58
504 | Cost of 10 nos. |  |  |  |  | 462.58
504 | Cost of 1 no |  |  |  |  | 46.26
504 | Say |  |  |  |  | 46.25
504 | 9.55.2 | 100x58x1.90 mm Details of cost for ten hinges MATERIAL
504 | 0595 | Bright finished or black enamelled mild steel butt hinges 100x58x1.90 mm | 10 Nos | 1.00 | 80.00 | 80.00
504 | 0637 | Bright finished or black enamelled mild steel screws 40 mm | 100 Nos | 0.80 | 60.00 | 48.00
504 | 9977 | Carriage of materials | L.S. | 2.73 | 2.00 | 5.46
504 |  | LABOUR
504 | 0112 | Carpenter 2nd class | day | 0.14 | 679.00 | 95.06
504 | 0114 | Beldar | day | 0.09 | 558.00 | 50.22
504 | TOTAL |  |  |  |  | 278.74 W
504 | Add 1 % Water charges on "W" |  |  |  |  | 2.79
504 | TOTAL |  |  |  |  | 281.53 X
504 |  | Add GST on "X" (multiplying factor
504 |  | 0.1405) 39.55
504 | TOTAL |  |  |  |  | 321.08 Y
504 | Add 15% CPOH on "Y" |  |  |  |  | 48.16
504 | TOTAL |  |  |  |  | 369.24 | Z
504 | Add Cess @ 1% on "Z" |  |  |  |  | 3.69
504 | Cost of 10 nos. |  |  |  |  | 372.94
504 | Cost of 1 no |  |  |  |  | 37.29
504 | Say |  |  |  |  | 37.30
504 | 9.55.3 | 75x47x1.70 mm Details of cost for ten hinges MATERIAL
504 | 0596 | Bright finished or black enamelled mild steel butt hinges75x47x1.70 mm | 10 Nos | 1.00 | 56.00 | 56.00
504 | 0638 | Bright finished or black enamelled mild steel screws 30 mm | 100 Nos | 0.60 | 45.00 | 27.00
504 | 9977 | Carriage of materials | L.S. | 1.82 | 2.00 | 3.64
505 |  | LABOUR
505 | 0112 | Carpenter 2nd class | day | 0.14 | 679.00 | 95.06
505 | 0114 | Beldar | day | 0.09 | 558.00 | 50.22
505 | TOTAL |  |  |  |  | 231.92 W
505 | Add 1 % Water charges on "W" |  |  |  |  | 2.32
505 | TOTAL |  |  |  |  | 234.24 X
505 |  | Add GST on "X" (multiplying factor
505 |  | 0.1405) 32.91
505 | TOTAL |  |  |  |  | 267.15 Y
505 | Add 15% CPOH on "Y" |  |  |  |  | 40.07
505 | TOTAL |  |  |  |  | 307.22 | Z
505 | Add Cess @ 1% on "Z" |  |  |  |  | 3.07
505 | Cost of 10 nos. |  |  |  |  | 310.29
505 | Cost of 1 no |  |  |  |  | 31.03
505 | Say |  |  |  |  | 31.05
505 | 9.55.4 | 50x37x1.50 mm Details of cost for ten hinges MATERIAL
505 | 0597 | Bright finished or black enamelled mild steel butt hinges50x37x1.50 mm | 10 Nos | 1.00 | 49.00 | 49.00
505 | 0640 | Bright finished or black enamelled mild steel screws 20 mm | 100 Nos | 0.40 | 30.00 | 12.00
505 | 9977 | Carriage of materials | L.S. | 0.91 | 2.00 | 1.82
505 |  | LABOUR
505 | 0112 | Carpenter 2nd class | day | 0.08 | 679.00 | 54.32
505 | TOTAL |  |  |  |  | 117.14 W
505 | Add 1 % Water charges on "W" |  |  |  |  | 1.17
505 | TOTAL |  |  |  |  | 118.31 X
505 |  | Add GST on "X" (multiplying factor
505 |  | 0.1405) 16.62
505 | TOTAL |  |  |  |  | 134.93 Y
505 | Add 15% CPOH on "Y" |  |  |  |  | 20.24
505 | TOTAL |  |  |  |  | 155.17 | Z
505 | Add Cess @ 1% on "Z" |  |  |  |  | 1.55
505 | Cost of 10 nos. |  |  |  |  | 156.73
505 | Cost of 1 no |  |  |  |  | 15.67
505 | Say |  |  |  |  | 15.65
505 | 9.56 | Providing and fixing ISI marked, IS : 1341, M.S. heavy weight butt hinges with necessary screws etc. complete :
505 | 9.56.1 | 125x90x4.00 mm Details of cost for ten hinges MATERIAL
505 | 8222 | M.S. heavy weight but hinges 125x90x4.0mm IS : 1341 marked. | 10 Nos | 1.00 | 210.00 | 210.00
506 | 0635 | Bright finished or black enamelled mild steel screws 50 mm | 100 Nos | 0.80 | 75.00 | 60.00
506 | 9977 | Carriage of materials | L.S. | 2.73 | 2.00 | 5.46
506 |  | LABOUR
506 | 0112 | Carpenter 2nd class | day | 0.14 | 679.00 | 95.06
506 | 0114 | Beldar | day | 0.09 | 558.00 | 50.22
506 | TOTAL |  |  |  |  | 420.74 W
506 | Add 1 % Water charges on "W" |  |  |  |  | 4.21
506 | TOTAL |  |  |  |  | 424.95 X
506 |  | Add GST on "X" (multiplying factor
506 |  | 0.1405) 59.71
506 | TOTAL |  |  |  |  | 484.65 Y
506 | Add 15% CPOH on "Y" |  |  |  |  | 72.70
506 | TOTAL |  |  |  |  | 557.35 | Z
506 | Add Cess @ 1% on "Z" |  |  |  |  | 5.57
506 | Cost of 10 nos. |  |  |  |  | 562.92
506 | Cost of 1 no |  |  |  |  | 56.29
506 | Say |  |  |  |  | 56.30
506 | 9.56.2 | 100x75x3.50 mm Details of cost for ten hinges MATERIAL
506 | 8223 | M.S. heavy weight butt hinges 100x75x3.5 mm IS: 1341 marked | 10 Nos | 1.00 | 160.00 | 160.00
506 | 0637 | Bright finished or black enamelled mild steel screws 40 mm | 100 Nos | 0.80 | 60.00 | 48.00
506 | 9977 | Carriage of materials | L.S. | 2.73 | 2.00 | 5.46
506 |  | LABOUR
506 | 0112 | Carpenter 2nd class | day | 0.14 | 679.00 | 95.06
506 | 0114 | Beldar | day | 0.09 | 558.00 | 50.22
506 | TOTAL |  |  |  |  | 358.74 W
506 | Add 1 % Water charges on "W" |  |  |  |  | 3.59
506 | TOTAL |  |  |  |  | 362.33 X
506 |  | Add GST on "X" (multiplying factor
506 |  | 0.1405) 50.91
506 | TOTAL |  |  |  |  | 413.23 Y
506 | Add 15% CPOH on "Y" |  |  |  |  | 61.99
506 | TOTAL |  |  |  |  | 475.22 | Z
506 | Add Cess @ 1% on "Z" |  |  |  |  | 4.75
506 | Cost of 10 nos. |  |  |  |  | 479.97
506 | Cost of 1 no |  |  |  |  | 48.00
506 | Say |  |  |  |  | 48.00
506 | 9.56.3 | 75x60x3.10 mm Details of cost for ten hinges MATERIAL
506 | 8224 | M.S. heavy weight butt hinges 75x60x3.1 mm IS: 1341 marked | 10 Nos | 1.00 | 95.00 | 95.00
507 | 0638 | Bright finished or black enamelled mild steel screws 30 mm | 100 Nos | 0.60 | 45.00 | 27.00
507 | 9977 | Carriage of materials | L.S. | 1.82 | 2.00 | 3.64
507 |  | LABOUR
507 | 0112 | Carpenter 2nd class | day | 0.14 | 679.00 | 95.06
507 | 0114 | Beldar | day | 0.09 | 558.00 | 50.22
507 | TOTAL |  |  |  |  | 270.92 W
507 | Add 1 % Water charges on "W" |  |  |  |  | 2.71
507 | TOTAL |  |  |  |  | 273.63 X
507 |  | Add GST on "X" (multiplying factor
507 |  | 0.1405) 38.44
507 | TOTAL |  |  |  |  | 312.07 Y
507 | Add 15% CPOH on "Y" |  |  |  |  | 46.81
507 | TOTAL |  |  |  |  | 358.89 | Z
507 | Add Cess @ 1% on "Z" |  |  |  |  | 3.59
507 | Cost of 10 nos. |  |  |  |  | 362.47
507 | Cost of 1 no |  |  |  |  | 36.25
507 | Say |  |  |  |  | 36.25
507 | 9.56.4 | 50x40x2.50 mm Details of cost for ten hinges MATERIAL
507 | 8225 | M.S. heavy weight butt hinges 50x40x2.5 mm IS : 1341 marked | 10 Nos | 1.00 | 80.00 | 80.00
507 | 0640 | Bright finished or black enamelled mild steel screws 20 mm | 100 Nos | 0.40 | 30.00 | 12.00
507 | 9977 | Carriage of materials | L.S. | 0.91 | 2.00 | 1.82
507 |  | LABOUR
507 | 0112 | Carpenter 2nd class | day | 0.08 | 679.00 | 54.32
507 | TOTAL |  |  |  |  | 148.14 W
507 | Add 1 % Water charges on "W" |  |  |  |  | 1.48
507 | TOTAL |  |  |  |  | 149.62 X
507 |  | Add GST on "X" (multiplying factor
507 |  | 0.1405) 21.02
507 | TOTAL |  |  |  |  | 170.64 Y
507 | Add 15% CPOH on "Y" |  |  |  |  | 25.60
507 | TOTAL |  |  |  |  | 196.24 | Z
507 | Add Cess @ 1% on "Z" |  |  |  |  | 1.96
507 | Cost of 10 nos. |  |  |  |  | 198.20
507 | Cost of 1 no |  |  |  |  | 19.82
507 | Say |  |  |  |  | 19.80
508 | 9.57 | Providing and fixing ISI marked oxidised M.S. pressed butt hinges with necessary screws etc. complete.
508 | 9.57.1 | 125x65x2.12 mm Details of cost for 10 nos. MATERIAL
508 | 0642 | Oxidised mild steel butt hinges 125x65x2.12 mm | 10 Nos | 1.00 | 130.00 | 130.00
508 | 0682 | Oxidised mild steel screws 50 mm | 100 Nos | 0.80 | 76.00 | 60.80
508 | 9977 | Carriage of materials | L.S. | 3.64 | 2.00 | 7.28
508 |  | LABOUR
508 | 0112 | Carpenter 2nd class | day | 0.14 | 679.00 | 95.06
508 | 0114 | Beldar | day | 0.09 | 558.00 | 50.22
508 | TOTAL |  |  |  |  | 343.36 W
508 | Add 1 % Water charges on "W" |  |  |  |  | 3.43
508 | TOTAL |  |  |  |  | 346.79 X
508 |  | Add GST on "X" (multiplying factor
508 |  | 0.1405) 48.72
508 | TOTAL |  |  |  |  | 395.52 Y
508 | Add 15% CPOH on "Y" |  |  |  |  | 59.33
508 | TOTAL |  |  |  |  | 454.85 | Z
508 | Add Cess @ 1% on "Z" |  |  |  |  | 4.55
508 | Cost of 10 nos. |  |  |  |  | 459.39
508 | Cost of 1 no |  |  |  |  | 45.94
508 | Say |  |  |  |  | 45.95
508 | 9.57.2 | 100x58x1.90 mm Details of cost for 10 nos. MATERIAL
508 | 0643 | Oxidised mild steel butt hinges 100x58x1.90 mm | 10 Nos | 1.00 | 85.00 | 85.00
508 | 0683 | Oxidised mild steel screws 40 mm | 100 Nos | 0.80 | 62.00 | 49.60
508 | 9977 | Carriage of materials | L.S. | 2.73 | 2.00 | 5.46
508 |  | LABOUR
508 | 0112 | Carpenter 2nd class | day | 0.14 | 679.00 | 95.06
508 | 0114 | Beldar | day | 0.09 | 558.00 | 50.22
508 | TOTAL |  |  |  |  | 285.34 W
508 | Add 1 % Water charges on "W" |  |  |  |  | 2.85
508 | TOTAL |  |  |  |  | 288.19 X
508 |  | Add GST on "X" (multiplying factor
508 |  | 0.1405) 40.49
508 | TOTAL |  |  |  |  | 328.68 Y
508 | Add 15% CPOH on "Y" |  |  |  |  | 49.30
508 | TOTAL |  |  |  |  | 377.99 | Z
508 | Add Cess @ 1% on "Z" |  |  |  |  | 3.78
508 | Cost of 10 nos. |  |  |  |  | 381.77
508 | Cost of 1 no |  |  |  |  | 38.18
508 | Say |  |  |  |  | 38.20
509 | 9.57.3 | 75x47x1.70 mm Details of cost for 10 nos. MATERIAL
509 | 0644 | Oxidised mild steel butt hinges 75x47x1.70 mm | 10 Nos | 1.00 | 63.00 | 63.00
509 | 0684 | Oxidised mild steel screws 30 mm | 100 Nos | 0.60 | 49.00 | 29.40
509 | 9977 | Carriage of materials | L.S. | 1.82 | 2.00 | 3.64
509 |  | LABOUR
509 | 0112 | Carpenter 2nd class | day | 0.14 | 679.00 | 95.06
509 | 0114 | Beldar | day | 0.09 | 558.00 | 50.22
509 | TOTAL |  |  |  |  | 241.32 W
509 | Add 1 % Water charges on "W" |  |  |  |  | 2.41
509 | TOTAL |  |  |  |  | 243.73 X
509 |  | Add GST on "X" (multiplying factor
509 |  | 0.1405) 34.24
509 | TOTAL |  |  |  |  | 277.98 Y
509 | Add 15% CPOH on "Y" |  |  |  |  | 41.70
509 | TOTAL |  |  |  |  | 319.67 | Z
509 | Add Cess @ 1% on "Z" |  |  |  |  | 3.20
509 | Cost of 10 nos. |  |  |  |  | 322.87
509 | Cost of 1 no |  |  |  |  | 32.29
509 | Say |  |  |  |  | 32.30
509 | 9.57.4 | 50x37x1.50 mm Details of cost for 10 nos. MATERIAL
509 | 0645 | Oxidised mild steel butt hinges 50x37x1.50 mm | 10 Nos | 1.00 | 53.00 | 53.00
509 | 0686 | Oxidised mild steel screws 20 mm | 100 Nos | 0.40 | 32.00 | 12.80
509 | 9977 | Carriage of materials | L.S. | 0.91 | 2.00 | 1.82
509 |  | LABOUR
509 | 0112 | Carpenter 2nd class | day | 0.08 | 679.00 | 54.32
509 | TOTAL |  |  |  |  | 121.94 W
509 | Add 1 % Water charges on "W" |  |  |  |  | 1.22
509 | TOTAL |  |  |  |  | 123.16 X
509 |  | Add GST on "X" (multiplying factor
509 |  | 0.1405) 17.30
509 | TOTAL |  |  |  |  | 140.46 Y
509 | Add 15% CPOH on "Y" |  |  |  |  | 21.07
509 | TOTAL |  |  |  |  | 161.53 | Z
509 | Add Cess @ 1% on "Z" |  |  |  |  | 1.62
509 | Cost of 10 nos. |  |  |  |  | 163.15
509 | Cost of 1 no |  |  |  |  | 16.31
509 | Say |  |  |  |  | 16.30
510 | 9.58 | Providing and fixing ISI marked oxidised M.S. pressed Parliamentary hinges with necessary screws etc. complete :
510 | 9.58.1 | 150x125x27x2.80 mm Details of cost for 10 nos. MATERIAL
510 | 0646 | Oxidised mild steel parliamentary hinges 150x125x27x2.8 mm | 10 Nos | 1.00 | 334.00 | 334.00
510 | 0683 | Oxidised mild steel screws 40 mm | 100 Nos | 0.80 | 62.00 | 49.60
510 | 9977 | Carriage of materials | L.S. | 2.73 | 2.00 | 5.46
510 |  | LABOUR
510 | 0112 | Carpenter 2nd class | day | 0.14 | 679.00 | 95.06
510 | 0114 | Beldar | day | 0.14 | 558.00 | 78.12
510 | TOTAL |  |  |  |  | 562.24 W
510 | Add 1 % Water charges on "W" |  |  |  |  | 5.62
510 | TOTAL |  |  |  |  | 567.86 X
510 |  | Add GST on "X" (multiplying factor
510 |  | 0.1405) 79.78
510 | TOTAL |  |  |  |  | 647.65 Y
510 | Add 15% CPOH on "Y" |  |  |  |  | 97.15
510 | TOTAL |  |  |  |  | 744.79 | Z
510 | Add Cess @ 1% on "Z" |  |  |  |  | 7.45
510 | Cost of 10 nos. |  |  |  |  | 752.24
510 | Cost of 1 no |  |  |  |  | 75.22
510 | Say |  |  |  |  | 75.20
510 | 9.58.2 | 125x125x27x2.80 mm Details of cost for 10 nos. MATERIAL
510 | 0647 | Oxidised mild steel parliamentary hinges 125x125x27x2.8 mm | 10 Nos | 1.00 | 309.00 | 309.00
510 | 0683 | Oxidised mild steel screws 40 mm | 100 Nos | 0.80 | 62.00 | 49.60
510 | 9977 | Carriage of materials | L.S. | 2.73 | 2.00 | 5.46
510 |  | LABOUR
510 | 0112 | Carpenter 2nd class | day | 0.14 | 679.00 | 95.06
510 | 0114 | Beldar | day | 0.14 | 558.00 | 78.12
510 | TOTAL |  |  |  |  | 537.24 W
510 | Add 1 % Water charges on "W" |  |  |  |  | 5.37
510 | TOTAL |  |  |  |  | 542.61 X
510 |  | Add GST on "X" (multiplying factor
510 |  | 0.1405) 76.24
510 | TOTAL |  |  |  |  | 618.85 Y
510 | Add 15% CPOH on "Y" |  |  |  |  | 92.83
510 | TOTAL |  |  |  |  | 711.68 | Z
510 | Add Cess @ 1% on "Z" |  |  |  |  | 7.12
510 | Cost of 10 nos. |  |  |  |  | 718.79
510 | Cost of 1 no |  |  |  |  | 71.88
510 | Say |  |  |  |  | 71.90
511 | 9.58.3 | 100x125x27x2.80 mm Details of cost for 10 nos. MATERIAL
511 | 0648 | Oxidised mild steel parliamentary hinges 100x125x27x2.8 mm | 10 Nos | 1.00 | 231.00 | 231.00
511 | 0683 | Oxidised mild steel screws 40 mm | 100 Nos | 0.80 | 62.00 | 49.60
511 | 9977 | Carriage of materials | L.S. | 2.73 | 2.00 | 5.46
511 |  | LABOUR
511 | 0112 | Carpenter 2nd class | day | 0.14 | 679.00 | 95.06
511 | 0114 | Beldar | day | 0.14 | 558.00 | 78.12
511 | TOTAL |  |  |  |  | 459.24 W
511 | Add 1 % Water charges on "W" |  |  |  |  | 4.59
511 | TOTAL |  |  |  |  | 463.83 X
511 |  | Add GST on "X" (multiplying factor
511 |  | 0.1405) 65.17
511 | TOTAL |  |  |  |  | 529.00 Y
511 | Add 15% CPOH on "Y" |  |  |  |  | 79.35
511 | TOTAL |  |  |  |  | 608.35 | Z
511 | Add Cess @ 1% on "Z" |  |  |  |  | 6.08
511 | Cost of 10 nos. |  |  |  |  | 614.43
511 | Cost of 1 no |  |  |  |  | 61.44
511 | Say |  |  |  |  | 61.45
511 | 9.58.4 | 75x100x20x2.24 mm Details of cost for 10 nos. MATERIAL
511 | 0649 | Oxidised mild steel parliamentary hinges 75x100x20x2.24 mm | 10 Nos | 1.00 | 196.00 | 196.00
511 | 0684 | Oxidised mild steel screws 30 mm | 100 Nos | 0.60 | 49.00 | 29.40
511 | 9977 | Carriage of materials | L.S. | 2.73 | 2.00 | 5.46
511 |  | LABOUR
511 | 0112 | Carpenter 2nd class | day | 0.14 | 679.00 | 95.06
511 | 0114 | Beldar | day | 0.14 | 558.00 | 78.12
511 | TOTAL |  |  |  |  | 404.04 W
511 | Add 1 % Water charges on "W" |  |  |  |  | 4.04
511 | TOTAL |  |  |  |  | 408.08 X
511 |  | Add GST on "X" (multiplying factor
511 |  | 0.1405) 57.34
511 | TOTAL |  |  |  |  | 465.42 Y
511 | Add 15% CPOH on "Y" |  |  |  |  | 69.81
511 | TOTAL |  |  |  |  | 535.23 | Z
511 | Add Cess @ 1% on "Z" |  |  |  |  | 5.35
511 | Cost of 10 nos. |  |  |  |  | 540.58
511 | Cost of 1 no |  |  |  |  | 54.06
511 | Say |  |  |  |  | 54.05
512 | 9.59 | Providing and fixing ISI marked oxidised M.S. single acting spring hinges with necessary screws etc. complete :
512 | 9.59.1 | 150 mm Details of cost for 10 nos. MATERIAL
512 | 0650 | Oxidised mild steel single acting spring hinges 150 mm | each | 10.00 | 138.00 | 1380.00
512 | 0682 | Oxidised mild steel screws 50 mm | 100 Nos | 0.80 | 76.00 | 60.80
512 | 9977 | Carriage of materials | L.S. | 2.73 | 2.00 | 5.46
512 |  | LABOUR
512 | 0112 | Carpenter 2nd class | day | 0.40 | 679.00 | 271.60
512 | 0114 | Beldar | day | 0.20 | 558.00 | 111.60
512 | TOTAL |  |  |  |  | 1829.46 W
512 | Add 1 % Water charges on "W" |  |  |  |  | 18.29
512 | TOTAL |  |  |  |  | 1847.75 X
512 |  | Add GST on "X" (multiplying factor
512 |  | 0.1405) 259.61
512 | TOTAL |  |  |  |  | 2107.36 Y
512 | Add 15% CPOH on "Y" |  |  |  |  | 316.10
512 | TOTAL |  |  |  |  | 2423.47 | Z
512 | Add Cess @ 1% on "Z" |  |  |  |  | 24.23
512 | Cost of 10 nos. |  |  |  |  | 2447.70
512 | Cost of 1 no |  |  |  |  | 244.77
512 | Say |  |  |  |  | 244.75
512 | 9.59.2 | 125 mm Details of cost for 10 nos. MATERIAL
512 | 0651 | Oxidised mild steel single acting spring hinges 125 mm | each | 10.00 | 118.00 | 1180.00
512 | 0682 | Oxidised mild steel screws 50 mm | 100 Nos | 0.80 | 76.00 | 60.80
512 | 9977 | Carriage of materials | L.S. | 2.73 | 2.00 | 5.46
512 |  | LABOUR
512 | 0112 | Carpenter 2nd class | day | 0.40 | 679.00 | 271.60
512 | 0114 | Beldar | day | 0.20 | 558.00 | 111.60
512 | TOTAL |  |  |  |  | 1629.46 W
512 | Add 1 % Water charges on "W" |  |  |  |  | 16.29
512 | TOTAL |  |  |  |  | 1645.75 X
512 |  | Add GST on "X" (multiplying factor
512 |  | 0.1405) 231.23
512 | TOTAL |  |  |  |  | 1876.98 Y
512 | Add 15% CPOH on "Y" |  |  |  |  | 281.55
512 | TOTAL |  |  |  |  | 2158.53 | Z
512 | Add Cess @ 1% on "Z" |  |  |  |  | 21.59
512 | Cost of 10 nos. |  |  |  |  | 2180.12
512 | Cost of 1 no |  |  |  |  | 218.01
512 | Say |  |  |  |  | 218.00
513 | 9.59.3 | 100 mm Details of cost for 10 nos. MATERIAL
513 | 0652 | Oxidised mild steel single acting spring hinges 100 mm | each | 10.00 | 98.00 | 980.00
513 | 0683 | Oxidised mild steel screws 40 mm | 100 Nos | 0.80 | 62.00 | 49.60
513 | 9977 | Carriage of materials | L.S. | 2.73 | 2.00 | 5.46
513 |  | LABOUR
513 | 0112 | Carpenter 2nd class | day | 0.40 | 679.00 | 271.60
513 | 0114 | Beldar | day | 0.20 | 558.00 | 111.60
513 | TOTAL |  |  |  |  | 1418.26 W
513 | Add 1 % Water charges on "W" |  |  |  |  | 14.18
513 | TOTAL |  |  |  |  | 1432.44 X
513 |  | Add GST on "X" (multiplying factor
513 |  | 0.1405) 201.26
513 | TOTAL |  |  |  |  | 1633.70 Y
513 | Add 15% CPOH on "Y" |  |  |  |  | 245.06
513 | TOTAL |  |  |  |  | 1878.76 | Z
513 | Add Cess @ 1% on "Z" |  |  |  |  | 18.79
513 | Cost of 10 nos. |  |  |  |  | 1897.54
513 | Cost of 1 no |  |  |  |  | 189.75
513 | Say |  |  |  |  | 189.75
513 | 9.60 | Providing and fixing oxidised M.S. double acting spring hinges with necessary screws etc. complete.
513 | 9.60.1 | 150 mm Details of cost for 10 nos. MATERIAL
513 | 0653 | Oxidised mild steel double acting spring hinges 150 mm | each | 10.00 | 157.00 | 1570.00
513 | 0682 | Oxidised mild steel screws 50 mm | 100 Nos | 0.80 | 76.00 | 60.80
513 | 9977 | Carriage of materials | L.S. | 2.73 | 2.00 | 5.46
513 |  | LABOUR
513 | 0112 | Carpenter 2nd class | day | 0.40 | 679.00 | 271.60
513 | 0114 | Beldar | day | 0.20 | 558.00 | 111.60
513 | TOTAL |  |  |  |  | 2019.46 W
513 | Add 1 % Water charges on "W" |  |  |  |  | 20.19
513 | TOTAL |  |  |  |  | 2039.65 X
513 |  | Add GST on "X" (multiplying factor
513 |  | 0.1405) 286.57
513 | TOTAL |  |  |  |  | 2326.23 Y
513 | Add 15% CPOH on "Y" |  |  |  |  | 348.93
513 | TOTAL |  |  |  |  | 2675.16 | Z
513 | Add Cess @ 1% on "Z" |  |  |  |  | 26.75
513 | Cost of 10 nos. |  |  |  |  | 2701.91
513 | Cost of 1 no |  |  |  |  | 270.19
513 | Say |  |  |  |  | 270.20
514 | 9.60.2 | 125 mm Details of cost for 10 nos. MATERIAL
514 | 0654 | Oxidised mild steel double acting spring hinges 125 mm | each | 10.00 | 135.00 | 1350.00
514 | 0682 | Oxidised mild steel screws 50 mm | 100 Nos | 0.80 | 76.00 | 60.80
514 | 9977 | Carriage of materials | L.S. | 2.73 | 2.00 | 5.46
514 |  | LABOUR
514 | 0112 | Carpenter 2nd class | day | 0.40 | 679.00 | 271.60
514 | 0114 | Beldar | day | 0.20 | 558.00 | 73.60
514 | TOTAL |  |  |  |  | 1761.46 W
514 | Add 1 % Water charges on "W" |  |  |  |  | 17.61
514 | TOTAL |  |  |  |  | 1779.07 X
514 |  | Add GST on "X" (multiplying factor
514 |  | 0.1405) 249.96
514 | TOTAL |  |  |  |  | 2029.03 Y
514 | Add 15% CPOH on "Y" |  |  |  |  | 304.36
514 | TOTAL |  |  |  |  | 2333.39 | Z
514 | Add Cess @ 1% on "Z" |  |  |  |  | 23.33
514 | Cost of 10 nos. |  |  |  |  | 2356.72
514 | Cost of 1 no |  |  |  |  | 235.67
514 | Say |  |  |  |  | 235.65
514 | 9.60.3 | 100 mm Details of cost for 10 nos. MATERIAL
514 | 0655 | Oxidised mild steel double acting spring hinges 100 mm | each | 10.00 | 118.00 | 1180.00
514 | 0683 | Oxidised mild steel screws 40 mm | 100 Nos | 0.80 | 62.00 | 49.60
514 | 9977 | Carriage of materials | L.S. | 2.73 | 2.00 | 5.46
514 |  | LABOUR
514 | 0112 | Carpenter 2nd class | day | 0.40 | 679.00 | 271.60
514 | 0114 | Beldar | day | 0.20 | 558.00 | 111.60
514 | TOTAL |  |  |  |  | 1618.26 W
514 | Add 1 % Water charges on "W" |  |  |  |  | 16.18
514 | TOTAL |  |  |  |  | 1634.44 X
514 |  | Add GST on "X" (multiplying factor
514 |  | 0.1405) 229.64
514 | TOTAL |  |  |  |  | 1864.08 Y
514 | Add 15% CPOH on "Y" |  |  |  |  | 279.61
514 | TOTAL |  |  |  |  | 2143.69 | Z
514 | Add Cess @ 1% on "Z" |  |  |  |  | 21.44
514 | Cost of 10 nos. |  |  |  |  | 2165.13
514 | Cost of 1 no |  |  |  |  | 216.51
514 | Say |  |  |  |  | 216.50
515 | 9.61 | Providing M.S. Piano hinges ISI marked IS : 3818 finished with nickel plating and fixing with necessary screws etc., complete.
515 | 9.61.1 | Overall width 35 mm Details of cost for 1 meter MATERIAL
515 | 0656 | Nickel plated mild steel piono hinges 1 mm thick 35 mm wide | metre | 1.00 | 44.00 | 44.00
515 | 0686 | Oxidised mild steel screws 20 mm | 100 Nos | 0.30 | 32.00 | 9.60
515 | 9977 | Carriage of materials | L.S. | 1.82 | 2.00 | 3.64
515 |  | LABOUR
515 | 0112 | Carpenter 2nd class | day | 0.14 | 679.00 | 95.06
515 | 0114 | Beldar | day | 0.09 | 558.00 | 50.22
515 | TOTAL |  |  |  |  | 202.52 W
515 | Add 1 % Water charges on "W" |  |  |  |  | 2.03
515 | TOTAL |  |  |  |  | 204.55 X
515 |  | Add GST on "X" (multiplying factor
515 |  | 0.1405) 28.74
515 | TOTAL |  |  |  |  | 233.28 Y
515 | Add 15% CPOH on "Y" |  |  |  |  | 34.99
515 | TOTAL |  |  |  |  | 268.28 | Z
515 | Add Cess @ 1% on "Z" |  |  |  |  | 2.68
515 |  | Cost for 1 metre 270.96
515 | Say |  |  |  |  | 270.95
515 | 9.61.2 | Overall width 50 mm Details of cost for 1 meter MATERIAL
515 | 7485 | Oxidised M. S. hinges finished with nickel plating 50 mm (Over all width) | metre | 1.00 | 40.00 | 40.00
515 | 0686 | Oxidised mild steel screws 20 mm | 100 Nos | 0.30 | 32.00 | 9.60
515 | 9977 | Carriage of materials | L.S. | 1.82 | 2.00 | 3.64
515 |  | LABOUR
515 | 0112 | Carpenter 2nd class | day | 0.14 | 679.00 | 95.06
515 | 0114 | Beldar | day | 0.09 | 558.00 | 50.22
515 | TOTAL |  |  |  |  | 198.52 W
515 | Add 1 % Water charges on "W" |  |  |  |  | 1.99
515 | TOTAL |  |  |  |  | 200.51 X
515 |  | Add GST on "X" (multiplying factor
515 |  | 0.1405) 28.17
515 | TOTAL |  |  |  |  | 228.68 Y
515 | Add 15% CPOH on "Y" |  |  |  |  | 34.30
515 | TOTAL |  |  |  |  | 262.98 | Z
515 | Add Cess @ 1% on "Z" |  |  |  |  | 2.63
515 |  | Cost for 1 metre 265.61
515 | Say |  |  |  |  | 265.60
516 | 9.61.3 | Overall width 65 mm Details of cost for 1 meter MATERIAL
516 | 7486 | Oxidised M. S. hinges finished with nickel plating 65 mm (Over all width) | metre | 1.00 | 52.00 | 52.00
516 | 0686 | Oxidised mild steel screws 20 mm | 100 Nos | 0.30 | 32.00 | 9.60
516 | 9977 | Carriage of materials | L.S. | 1.82 | 2.00 | 3.64
516 |  | LABOUR
516 | 0112 | Carpenter 2nd class | day | 0.14 | 679.00 | 95.06
516 | 0114 | Beldar | day | 0.09 | 558.00 | 50.22
516 | TOTAL |  |  |  |  | 210.52 W
516 | Add 1 % Water charges on "W" |  |  |  |  | 2.11
516 | TOTAL |  |  |  |  | 212.63 X
516 |  | Add GST on "X" (multiplying factor
516 |  | 0.1405) 29.87
516 | TOTAL |  |  |  |  | 242.50 Y
516 | Add 15% CPOH on "Y" |  |  |  |  | 36.37
516 | TOTAL |  |  |  |  | 278.87 | Z
516 | Add Cess @ 1% on "Z" |  |  |  |  | 2.79
516 |  | Cost for 1 metre 281.66
516 | Say |  |  |  |  | 281.65
516 | 9.62 | Providing and fixing ISI marked oxidised M.S. sliding door bolts with nuts and screws etc. complete :
516 | 9.62.1 | 300x16 mm Details of cost for 10 nos. MATERIAL
516 | 0660 | Oxidised mild steel sliding door bolt 300x16 mm | each | 10.00 | 93.00 | 930.00
516 | 7040 | Oxidised mild steel screws 35 mm | 100 Nos | 1.20 | 48.00 | 57.60
516 | 0641 | Bright finished or black enamelled mild steel bolts and nuts 50x6 mm | each | 40.00 | 5.00 | 200.00
516 | 9988 | Carriage of materials & sundries | L.S. | 6.37 | 2.00 | 12.74
516 |  | LABOUR
516 | 0112 | Carpenter 2nd class | day | 0.25 | 679.00 | 169.75
516 | TOTAL |  |  |  |  | 1370.09 W
516 | Add 1 % Water charges on "W" |  |  |  |  | 13.70
516 | TOTAL |  |  |  |  | 1383.79 X
516 |  | Add GST on "X" (multiplying factor
516 |  | 0.1405) 194.42
516 | TOTAL |  |  |  |  | 1578.21 Y
516 | Add 15% CPOH on "Y" |  |  |  |  | 236.73
516 | TOTAL |  |  |  |  | 1814.95 | Z
516 | Add Cess @ 1% on "Z" |  |  |  |  | 18.15
516 | Cost of 10 nos. |  |  |  |  | 1833.10
516 | Cost of 1 no. |  |  |  |  | 183.31
516 | Say |  |  |  |  | 183.30
517 | 9.62.2 | 250x16 mm Details of cost for 10 nos. MATERIAL
517 | 0661 | Oxidised mild steel sliding door bolt 250x16 mm | each | 10.00 | 84.00 | 840.00
517 | 7040 | Oxidised mild steel screws 35 mm | 100 Nos | 1.00 | 48.00 | 48.00
517 | 0641 | Bright finished or black enamelled mild steel bolts and nuts 50x6 mm | each | 40.00 | 5.00 | 200.00
517 | 9988 | Carriage of materials & sundries | L.S. | 6.37 | 2.00 | 12.74
517 |  | LABOUR
517 | 0112 | Carpenter 2nd class | Day | 0.25 | 679.00 | 169.75
517 | TOTAL |  |  |  |  | 1270.49 W
517 | Add 1 % Water charges on "W" |  |  |  |  | 12.70
517 | TOTAL |  |  |  |  | 1283.19 X
517 |  | Add GST on "X" (multiplying factor
517 |  | 0.1405) 180.29
517 | TOTAL |  |  |  |  | 1463.48 Y
517 | Add 15% CPOH on "Y" |  |  |  |  | 219.52
517 | TOTAL |  |  |  |  | 1683.01 | Z
517 | Add Cess @ 1% on "Z" |  |  |  |  | 16.83
517 | Cost of 10 nos. |  |  |  |  | 1699.84
517 | Cost of 1 no. |  |  |  |  | 169.98
517 | Say |  |  |  |  | 170.00
517 | 9.63 | Providing and fixing ISI marked oxidised M.S. tower bolt black finish, (Barrel type) with necessary screws etc. complete :
517 | 9.63.1 | 250x10 mm Details of cost for 10 nos. MATERIAL
517 | 0664 | Oxidised mild steel tower bolt (barrel type) 250x10 mm | each | 10.00 | 43.00 | 430.00
517 | 0684 | Oxidised mild steel screws 30 mm | 100 Nos | 1.00 | 49.00 | 49.00
517 | 9977 | Carriage of material | L.S. | 3.64 | 2.00 | 7.28
517 |  | LABOUR
517 | 0112 | Carpenter 2nd class | day | 0.10 | 679.00 | 67.90
517 | TOTAL |  |  |  |  | 554.18 W
517 | Add 1 % Water charges on "W" |  |  |  |  | 5.54
517 | TOTAL |  |  |  |  | 559.72 X
517 |  | Add GST on "X" (multiplying factor
517 |  | 0.1405) 78.64
517 | TOTAL |  |  |  |  | 638.36 Y
517 | Add 15% CPOH on "Y" |  |  |  |  | 95.75
517 | TOTAL |  |  |  |  | 734.12 | Z
517 | Add Cess @ 1% on "Z" |  |  |  |  | 7.34
517 | Cost of 10 nos. |  |  |  |  | 741.46
517 | Cost of 1 no. |  |  |  |  | 74.15
517 | Say |  |  |  |  | 74.15
518 | 9.63.2 | 200x10 mm Details of cost for 10 nos. MATERIAL
518 | 0665 | Oxidised mild steel tower bolt (barrel type) 200x10 mm | each | 10.00 | 34.00 | 340.00
518 | 0684 | Oxidised mild steel screws 30 mm | 100 Nos | 0.80 | 49.00 | 39.20
518 | 9977 | Carriage of material | L.S. | 2.73 | 2.00 | 5.46
518 |  | LABOUR
518 | 0112 | Carpenter 2nd class | day | 0.10 | 679.00 | 67.90
518 | TOTAL |  |  |  |  | 452.56 W
518 | Add 1 % Water charges on "W" |  |  |  |  | 4.53
518 | TOTAL |  |  |  |  | 457.09 X
518 |  | Add GST on "X" (multiplying factor
518 |  | 0.1405) 64.22
518 | TOTAL |  |  |  |  | 521.31 Y
518 | Add 15% CPOH on "Y" |  |  |  |  | 78.20
518 | TOTAL |  |  |  |  | 599.50 | Z
518 | Add Cess @ 1% on "Z" |  |  |  |  | 6.00
518 | Cost of 10 nos. |  |  |  |  | 605.50
518 | Cost of 1 no. |  |  |  |  | 60.55
518 | Say |  |  |  |  | 60.55
518 | 9.63.3 | 150x10 mm Details of cost for 10 nos. MATERIAL
518 | 0666 | Oxidised mild steel tower bolt (barrel type) 150x10 mm | each | 10.00 | 29.00 | 290.00
518 | 0684 | Oxidised mild steel screws 30 mm | 100 Nos | 0.60 | 49.00 | 29.40
518 | 9977 | Carriage of material | L.S. | 2.73 | 2.00 | 5.46
518 |  | LABOUR
518 | 0112 | Carpenter 2nd class | day | 0.10 | 679.00 | 67.90
518 | TOTAL |  |  |  |  | 392.76 W
518 | Add 1 % Water charges on "W" |  |  |  |  | 3.93
518 | TOTAL |  |  |  |  | 396.69 X
518 |  | Add GST on "X" (multiplying factor
518 |  | 0.1405) 55.73
518 | TOTAL |  |  |  |  | 452.42 Y
518 | Add 15% CPOH on "Y" |  |  |  |  | 67.86
518 | TOTAL |  |  |  |  | 520.29 | Z
518 | Add Cess @ 1% on "Z" |  |  |  |  | 5.20
518 | Cost of 10 nos. |  |  |  |  | 525.49
518 | Cost of 1 no. |  |  |  |  | 52.55
518 | Say |  |  |  |  | 52.55
519 | 9.63.4 | 100x10 mm Details of cost for 10 nos. MATERIAL
519 | 0667 | Oxidised mild steel tower bolt (barrel type) 100x10 mm | each | 10.00 | 20.00 | 200.00
519 | 0684 | Oxidised mild steel screws 30 mm | 100 Nos | 0.60 | 49.00 | 29.40
519 | 9977 | Carriage of material | L.S. | 2.73 | 2.00 | 5.46
519 |  | LABOUR
519 | 0112 | Carpenter 2nd class | day | 0.08 | 679.00 | 54.32
519 | TOTAL |  |  |  |  | 289.18 W
519 | Add 1 % Water charges on "W" |  |  |  |  | 2.89
519 | TOTAL |  |  |  |  | 292.07 X
519 |  | Add GST on "X" (multiplying factor
519 |  | 0.1405) 41.04
519 | TOTAL |  |  |  |  | 333.11 Y
519 | Add 15% CPOH on "Y" |  |  |  |  | 49.97
519 | TOTAL |  |  |  |  | 383.07 | Z
519 | Add Cess @ 1% on "Z" |  |  |  |  | 3.83
519 | Cost of 10 nos. |  |  |  |  | 386.90
519 | Cost of 1 no. |  |  |  |  | 38.69
519 | Say |  |  |  |  | 38.70
519 | 9.64 | Providing and fixing ISI marked 85x42 mm oxidised M.S. pull bolt lock conforming to IS : 7534 with necessary screws bolts, nut and washers etc. complete. Details of cost for 10 nos. MATERIAL
519 | 2449 | Oxidised mild steel pull bolt lock (locking bolt) of size 85 mm x 42 mm with screws,bolts,nuts and washers complete | each | 10.00 | 60.00 | 600.00
519 | 9988 | Carriage of materials & sundries | L.S. | 6.37 | 2.00 | 12.74
519 |  | LABOUR
519 | 0112 | Carpenter 2nd class | day | 0.25 | 679.00 | 169.75
519 | TOTAL |  |  |  |  | 782.49 W
519 | Add 1 % Water charges on "W" |  |  |  |  | 7.82
519 | TOTAL |  |  |  |  | 790.31 X
519 |  | Add GST on "X" (multiplying factor
519 |  | 0.1405) 111.04
519 | TOTAL |  |  |  |  | 901.35 Y
519 | Add 15% CPOH on "Y" |  |  |  |  | 135.20
519 | TOTAL |  |  |  |  | 1036.56 | Z
519 | Add Cess @ 1% on "Z" |  |  |  |  | 10.37
519 | Cost of 10 nos. |  |  |  |  | 1046.92
519 | Cost of 1 no. |  |  |  |  | 104.69
519 | Say |  |  |  |  | 104.70
520 | 9.65 | Providing and fixing ISi marked oxidised M.S. door latches conforming to IS:5930 with screws etc. complete :
520 | 9.65.1 | 300x20x6 mm Details of cost for 10 nos. MATERIAL
520 | 0662 | Oxidised mild steel door latch 300x20x6 mm | each | 10.00 | 49.00 | 490.00
520 | 0685 | Oxidised mild steel screws 25 mm | 100 Nos | 0.90 | 36.00 | 32.40
520 | 9977 | Carriage of materials | L.S. | 3.64 | 2.00 | 7.28
520 |  | LABOUR
520 | 0112 | Carpenter 2nd class | day | 0.12 | 679.00 | 81.48
520 | TOTAL |  |  |  |  | 611.16 W
520 | Add 1 % Water charges on "W" |  |  |  |  | 6.11
520 | TOTAL |  |  |  |  | 617.27 X
520 |  | Add GST on "X" (multiplying factor
520 |  | 0.1405) 86.73
520 | TOTAL |  |  |  |  | 704.00 Y
520 | Add 15% CPOH on "Y" |  |  |  |  | 105.60
520 | TOTAL |  |  |  |  | 809.60 | Z
520 | Add Cess @ 1% on "Z" |  |  |  |  | 8.10
520 | Cost of 10 nos. |  |  |  |  | 817.69
520 | Cost of 1 no. |  |  |  |  | 81.77
520 | Say |  |  |  |  | 81.75
520 | 9.65.2 | 250x20x6 mm Details of cost for 10 nos. MATERIAL
520 | 0663 | Oxidised mild steel door latch 250x20x6 mm | each | 10.00 | 39.00 | 390.00
520 | 0685 | Oxidised mild steel screws 25 mm | 100 Nos | 0.90 | 36.00 | 32.40
520 | 9977 | Carriage of materials | L.S. | 3.64 | 2.00 | 7.28
520 |  | LABOUR
520 | 0112 | Carpenter 2nd class | day | 0.12 | 679.00 | 81.48
520 | TOTAL |  |  |  |  | 511.16 W
520 | Add 1 % Water charges on "W" |  |  |  |  | 5.11
520 | TOTAL |  |  |  |  | 516.27 X
520 |  | Add GST on "X" (multiplying factor
520 |  | 0.1405) 72.54
520 | TOTAL |  |  |  |  | 588.81 Y
520 | Add 15% CPOH on "Y" |  |  |  |  | 88.32
520 | TOTAL |  |  |  |  | 677.13 | Z
520 | Add Cess @ 1% on "Z" |  |  |  |  | 6.77
520 | Cost of 10 nos. |  |  |  |  | 683.90
520 | Cost of 1 no. |  |  |  |  | 68.39
520 | Say |  |  |  |  | 68.40
521 | 9.66 | Providing and fixing ISI marked oxidised M.S. handles conforming to IS:4992 with necessary screws etc. complete :
521 | 9.66.1 | 125 mm Details of cost for 10 nos. MATERIAL
521 | 0668 | Oxidised mild steel handles 125 mm | each | 10.00 | 20.00 | 200.00
521 | 0685 | Oxidised mild steel screws 25 mm | 100 Nos | 0.40 | 36.00 | 14.40
521 | 9977 | Carriage of materials | L.S. | 2.73 | 2.00 | 5.46
521 |  | LABOUR
521 | 0112 | Carpenter 2nd class | day | 0.06 | 679.00 | 40.74
521 | TOTAL |  |  |  |  | 260.60 W
521 | Add 1 % Water charges on "W" |  |  |  |  | 2.61
521 | TOTAL |  |  |  |  | 263.21 X
521 |  | Add GST on "X" (multiplying factor
521 |  | 0.1405) 36.98
521 | TOTAL |  |  |  |  | 300.19 Y
521 | Add 15% CPOH on "Y" |  |  |  |  | 45.03
521 | TOTAL |  |  |  |  | 345.21 | Z
521 | Add Cess @ 1% on "Z" |  |  |  |  | 3.45
521 | Cost of 10 nos. |  |  |  |  | 348.67
521 | Cost of 1 no. |  |  |  |  | 34.87
521 | Say |  |  |  |  | 34.85
521 | 9.66.2 | 100 mm Details of cost for 10 nos. MATERIAL
521 | 0669 | Oxidised mild steel handles 100 mm | each | 10.00 | 15.00 | 150.00
521 | 0685 | Oxidised mild steel screws 25 mm | 100 Nos | 0.40 | 36.00 | 14.40
521 | 9977 | Carriage of materials | L.S. | 1.82 | 2.00 | 3.64
521 |  | LABOUR
521 | 0112 | Carpenter 2nd class | day | 0.06 | 679.00 | 40.74
521 | TOTAL |  |  |  |  | 208.78 W
521 | Add 1 % Water charges on "W" |  |  |  |  | 2.09
521 | TOTAL |  |  |  |  | 210.87 X
521 |  | Add GST on "X" (multiplying factor
521 |  | 0.1405) 29.63
521 | TOTAL |  |  |  |  | 240.49 Y
521 | Add 15% CPOH on "Y" |  |  |  |  | 36.07
521 | TOTAL |  |  |  |  | 276.57 | Z
521 | Add Cess @ 1% on "Z" |  |  |  |  | 2.77
521 | Cost of 10 nos. |  |  |  |  | 279.33
521 | Cost of 1 no. |  |  |  |  | 27.93
521 | Say |  |  |  |  | 27.95
522 | 9.66.3 | 75 mm Details of cost for 10 nos. MATERIAL
522 | 0670 | Oxidised mild steel handles75 mm | each | 10.00 | 12.00 | 120.00
522 | 0685 | Oxidised mild steel screws 25 mm | 100 Nos | 0.40 | 36.00 | 14.40
522 | 9977 | Carriage of materials | L.S. | 1.82 | 2.00 | 3.64
522 |  | LABOUR
522 | 0112 | Carpenter 2nd class | day | 0.06 | 679.00 | 40.74
522 | TOTAL |  |  |  |  | 178.78 W
522 | Add 1 % Water charges on "W" |  |  |  |  | 1.79
522 | TOTAL |  |  |  |  | 180.57 X
522 |  | Add GST on "X" (multiplying factor
522 |  | 0.1405) 25.37
522 | TOTAL |  |  |  |  | 205.94 Y
522 | Add 15% CPOH on "Y" |  |  |  |  | 30.89
522 | TOTAL |  |  |  |  | 236.83 | Z
522 | Add Cess @ 1% on "Z" |  |  |  |  | 2.37
522 | Cost of 10 nos. |  |  |  |  | 239.20
522 | Cost of 1 no. |  |  |  |  | 23.92
522 | Say |  |  |  |  | 23.90
522 | 9.67 | Providing and fixing oxidised M.S. hasp and staple (safety type) conforming to IS : 363 with necessary screws etc. complete :
522 | 9.67.1 | 150 mm Details of cost for 10 nos. MATERIAL
522 | 0679 | Oxidised mild steel hasps and staples (safety type) 150 mm | 10 Nos | 1.00 | 128.00 | 128.00
522 | 0685 | Oxidised mild steel screws 25 mm | 100 Nos | 0.80 | 36.00 | 28.80
522 | 9977 | Carriage of materials | L.S. | 1.82 | 2.00 | 3.64
522 |  | LABOUR
522 | 0112 | Carpenter 2nd class | day | 0.08 | 679.00 | 54.32
522 | TOTAL |  |  |  |  | 214.76 W
522 | Add 1 % Water charges on "W" |  |  |  |  | 2.15
522 | TOTAL |  |  |  |  | 216.91 X
522 |  | Add GST on "X" (multiplying factor
522 |  | 0.1405) 30.48
522 | TOTAL |  |  |  |  | 247.38 Y
522 | Add 15% CPOH on "Y" |  |  |  |  | 37.11
522 | TOTAL |  |  |  |  | 284.49 | Z
522 | Add Cess @ 1% on "Z" |  |  |  |  | 2.84
522 | Cost of 10 nos. |  |  |  |  | 287.34
522 | Cost of 1 no. |  |  |  |  | 28.73
522 | Say |  |  |  |  | 28.75
523 | 9.67.2 | 115 mm Details of cost for 10 nos. MATERIAL
523 | 0680 | Oxidised mild steel hasps and staples (safety type) 115 mm | 10 Nos | 1.00 | 108.00 | 108.00
523 | 0685 | Oxidised mild steel screws 25 mm | 100 Nos | 0.70 | 36.00 | 25.20
523 | 9977 | Carriage of materials | L.S. | 1.82 | 2.00 | 3.64
523 |  | LABOUR
523 | 0112 | Carpenter 2nd class | day | 0.08 | 679.00 | 54.32
523 | TOTAL |  |  |  |  | 191.16 W
523 | Add 1 % Water charges on "W" |  |  |  |  | 1.91
523 | TOTAL |  |  |  |  | 193.07 X
523 |  | Add GST on "X" (multiplying factor
523 |  | 0.1405) 27.13
523 | TOTAL |  |  |  |  | 220.20 Y
523 | Add 15% CPOH on "Y" |  |  |  |  | 33.03
523 | TOTAL |  |  |  |  | 253.23 | Z
523 | Add Cess @ 1% on "Z" |  |  |  |  | 2.53
523 | Cost of 10 nos. |  |  |  |  | 255.76
523 | Cost of 1 no. |  |  |  |  | 25.58
523 | Say |  |  |  |  | 25.60
523 | 9.67.3 | 90 mm Details of cost for 10 nos. MATERIAL
523 | 0681 | Oxidised mild steel hasps and staples (safety type) 90 mm | 10 Nos | 1.00 | 79.00 | 79.00
523 | 0685 | Oxidised mild steel screws 25 mm | 100 Nos | 0.70 | 36.00 | 25.20
523 | 9977 | Carriage of materials | L.S. | 1.82 | 2.00 | 3.64
523 |  | LABOUR
523 | 0112 | Carpenter 2nd class | day | 0.08 | 679.00 | 54.32
523 | TOTAL |  |  |  |  | 162.16 W
523 | Add 1 % Water charges on "W" |  |  |  |  | 1.62
523 | TOTAL |  |  |  |  | 163.78 X
523 |  | Add GST on "X" (multiplying factor
523 |  | 0.1405) 23.01
523 | TOTAL |  |  |  |  | 186.79 Y
523 | Add 15% CPOH on "Y" |  |  |  |  | 28.02
523 | TOTAL |  |  |  |  | 214.81 | Z
523 | Add Cess @ 1% on "Z" |  |  |  |  | 2.15
523 | Cost of 10 nos. |  |  |  |  | 216.96
523 | Cost of 1 no. |  |  |  |  | 21.70
523 | Say |  |  |  |  | 21.70
524 | 9.68 | Providing and fixing oxidised M.S. casement stays (straight peg type) with necessary screws etc. complete.
524 | 9.68.1 | 300 mm weighing not less than 200 gms Details of cost for 10 nos. MATERIAL
524 | 7063 | Oxidised M.S.casement stay (straight peg type) 300 mm not less than 0.33 kg | each | 10.00 | 35.00 | 350.00
524 | 0684 | Oxidised mild steel screws 30 mm | 100 Nos | 0.40 | 49.00 | 19.60
524 | 9977 | Carriage of materials | L.S. | 0.91 | 2.00 | 1.82
524 |  | LABOUR
524 | 0112 | Carpenter 2nd class | day | 0.10 | 679.00 | 67.90
524 | TOTAL |  |  |  |  | 439.32 W
524 | Add 1 % Water charges on "W" |  |  |  |  | 4.39
524 | TOTAL |  |  |  |  | 443.71 X
524 |  | Add GST on "X" (multiplying factor
524 |  | 0.1405) 62.34
524 | TOTAL |  |  |  |  | 506.05 Y
524 | Add 15% CPOH on "Y" |  |  |  |  | 75.91
524 | TOTAL |  |  |  |  | 581.96 | Z
524 | Add Cess @ 1% on "Z" |  |  |  |  | 5.82
524 | Cost of 10 nos. |  |  |  |  | 587.78
524 | Cost of 1 no. |  |  |  |  | 58.78
524 | Say |  |  |  |  | 58.80
524 | 9.68.2 | 250 mm weighing not less than 150 gms Details of cost for 10 nos. MATERIAL
524 | 7064 | Oxidised M.S.casement stay (straight peg type) 250 mm not less than 0.28 kg | each | 10.00 | 30.00 | 300.00
524 | 0685 | Oxidised mild steel screws 25 mm | 100 Nos | 0.40 | 36.00 | 14.40
524 | 9977 | Carriage of materials | L.S. | 0.91 | 2.00 | 1.82
524 |  | LABOUR
524 | 0112 | Carpenter 2nd class | day | 0.10 | 679.00 | 67.90
524 | TOTAL |  |  |  |  | 384.12 W
524 | Add 1 % Water charges on "W" |  |  |  |  | 3.84
524 | TOTAL |  |  |  |  | 387.96 X
524 |  | Add GST on "X" (multiplying factor
524 |  | 0.1405) 54.51
524 | TOTAL |  |  |  |  | 442.47 Y
524 | Add 15% CPOH on "Y" |  |  |  |  | 66.37
524 | TOTAL |  |  |  |  | 508.84 | Z
524 | Add Cess @ 1% on "Z" |  |  |  |  | 5.09
524 | Cost of 10 nos. |  |  |  |  | 513.93
524 | Cost of 1 no. |  |  |  |  | 51.39
524 | Say |  |  |  |  | 51.40
525 | 9.68.3 | 200 mm weighing not less than 120 gms Details of cost for 10 nos. MATERIAL
525 | 7065 | Oxidised M.S.casement stay (straight peg type) 200 mm not less than 0.24 kg | each | 10.00 | 25.00 | 250.00
525 | 0685 | Oxidised mild steel screws 25 mm | 100 Nos | 0.40 | 36.00 | 14.40
525 | 9977 | Carriage of materials | L.S. | 0.91 | 2.00 | 1.82
525 |  | LABOUR
525 | 0112 | Carpenter 2nd class | day | 0.10 | 679.00 | 67.90
525 | TOTAL |  |  |  |  | 334.12 W
525 | Add 1 % Water charges on "W" |  |  |  |  | 3.34
525 | TOTAL |  |  |  |  | 337.46 X
525 |  | Add GST on "X" (multiplying factor
525 |  | 0.1405) 47.41
525 | TOTAL |  |  |  |  | 384.87 Y
525 | Add 15% CPOH on "Y" |  |  |  |  | 57.73
525 | TOTAL |  |  |  |  | 442.61 | Z
525 | Add Cess @ 1% on "Z" |  |  |  |  | 4.43
525 | Cost of 10 nos. |  |  |  |  | 447.03
525 | Cost of 1 no. |  |  |  |  | 44.70
525 | Say |  |  |  |  | 44.70
525 | 9.69 | Providing and fixing oxidised M.S. Safety chain with necessary fixtures for doors, (weighting not less than 450 gms) Details of cost for 10 nos. MATERIAL
525 | 7184 | Oxidised M.S. safety chain (weighing not less than 450 gms) for door | each | 10.00 | 57.00 | 570.00
525 | 0685 | Oxidised mild steel screws 25 mm | 100 Nos | 0.60 | 36.00 | 21.60
525 | 9977 | Carriage of materials | L.S. | 0.91 | 2.00 | 1.82
525 |  | LABOUR
525 | 0112 | Carpenter 2nd class | day | 0.10 | 679.00 | 67.90
525 | TOTAL |  |  |  |  | 661.32 W
525 | Add 1 % Water charges on "W" |  |  |  |  | 6.61
525 | TOTAL |  |  |  |  | 667.93 X
525 |  | Add GST on "X" (multiplying factor
525 |  | 0.1405) 93.84
525 | TOTAL |  |  |  |  | 761.78 Y
525 | Add 15% CPOH on "Y" |  |  |  |  | 114.27
525 | TOTAL |  |  |  |  | 876.04 | Z
525 | Add Cess @ 1% on "Z" |  |  |  |  | 8.76
525 | Cost of 10 nos. |  |  |  |  | 884.80
525 | Cost of 1 no. |  |  |  |  | 88.48
525 | Say |  |  |  |  | 88.50
526 | 9.70 | Providing and fixing IS : 12817 marked stainless steel butt hinges with stainless steel screws etc. complete :
526 | 9.70.1 | 125x64x1.90 mm Details of cost for 10 nos. MATERIAL
526 | 8215 | Stainless steel butt hinges 125x64x 1.9 mm IS : 12817 marked | 10 Nos | 1.00 | 265.00 | 265.00
526 | 8210 | Stainless steel screws 50 mm | 100 Nos | 0.80 | 270.00 | 216.00
526 | 9977 | Carriage of materials | L.S. | 2.73 | 2.00 | 5.46
526 |  | LABOUR
526 | 0112 | Carpenter 2nd class | day | 0.14 | 679.00 | 95.06
526 | 0114 | Beldar | day | 0.09 | 558.00 | 50.22
526 | TOTAL |  |  |  |  | 631.74 W
526 | Add 1 % Water charges on "W" |  |  |  |  | 6.32
526 | TOTAL |  |  |  |  | 638.06 X
526 |  | Add GST on "X" (multiplying factor
526 |  | 0.1405) 89.65
526 | TOTAL |  |  |  |  | 727.70 Y
526 | Add 15% CPOH on "Y" |  |  |  |  | 109.16
526 | TOTAL |  |  |  |  | 836.86 | Z
526 | Add Cess @ 1% on "Z" |  |  |  |  | 8.37
526 | Cost of 10 nos. |  |  |  |  | 845.23
526 | Cost of 1 no |  |  |  |  | 84.52
526 | Say |  |  |  |  | 84.50
526 | 9.70.2 | 100X58X1.90 mm Details of cost for 10 nos. MATERIAL
526 | 8216 | Stainless steel butt hinges 100x58x1.9 mm IS : 12817 marked | 10 Nos | 1.00 | 235.00 | 235.00
526 | 8211 | Stainless steel screws 40 mm | 100 Nos | 0.80 | 215.00 | 172.00
526 | 9977 | Carriage of materials | L.S. | 2.73 | 2.00 | 5.46
526 |  | LABOUR
526 | 0112 | Carpenter 2nd class | day | 0.14 | 679.00 | 95.06
526 | 0114 | Beldar | day | 0.09 | 558.00 | 50.22
526 | TOTAL |  |  |  |  | 557.74 W
526 | Add 1 % Water charges on "W" |  |  |  |  | 5.58
526 | TOTAL |  |  |  |  | 563.32 X
526 |  | Add GST on "X" (multiplying factor
526 |  | 0.1405) 79.15
526 | TOTAL |  |  |  |  | 642.46 Y
526 | Add 15% CPOH on "Y" |  |  |  |  | 96.37
526 | TOTAL |  |  |  |  | 738.83 | Z
526 | Add Cess @ 1% on "Z" |  |  |  |  | 7.39
526 | Cost of 10 nos. |  |  |  |  | 746.22
526 | Cost of 1 no |  |  |  |  | 74.62
526 | Say |  |  |  |  | 74.60
527 | 9.70.3 | 75x47x1.80 mm Details of cost for 10 nos. MATERIAL
527 | 8217 | Stainless steel butt hinges 75x47x1.8 mm IS : 12817 marked | 10 Nos | 1.00 | 160.00 | 160.00
527 | 8212 | Stainless steel screws 30 mm | 100 Nos | 0.60 | 190.00 | 114.00
527 | 9977 | Carriage of materials | L.S. | 1.82 | 2.00 | 3.64
527 |  | LABOUR
527 | 0112 | Carpenter 2nd class | day | 0.14 | 679.00 | 95.06
527 | 0114 | Beldar | day | 0.09 | 558.00 | 50.22
527 | TOTAL |  |  |  |  | 422.92 W
527 | Add 1 % Water charges on "W" |  |  |  |  | 4.23
527 | TOTAL |  |  |  |  | 427.15 X
527 |  | Add GST on "X" (multiplying factor
527 |  | 0.1405) 60.01
527 | TOTAL |  |  |  |  | 487.16 Y
527 | Add 15% CPOH on "Y" |  |  |  |  | 73.07
527 | TOTAL |  |  |  |  | 560.24 | Z
527 | Add Cess @ 1% on "Z" |  |  |  |  | 5.60
527 | Cost of 10 nos. |  |  |  |  | 565.84
527 | Cost of 1 no |  |  |  |  | 56.58
527 | Say |  |  |  |  | 56.60
527 | 9.70.4 | 50x37x1.50 mm Details of cost for 10 nos. MATERIAL
527 | 8218 | Stainless steel butt hinges 50x37x1.5 mm IS : 12817 marked | 10 Nos | 1.00 | 135.00 | 135.00
527 | 8214 | Stainless steel screws 20 mm | 100 Nos | 0.40 | 125.00 | 50.00
527 | 9977 | Carriage of materials | L.S. | 0.91 | 2.00 | 1.82
527 |  | LABOUR
527 | 0112 | Carpenter 2nd class | day | 0.08 | 679.00 | 54.32
527 | TOTAL |  |  |  |  | 241.14 W
527 | Add 1 % Water charges on "W" |  |  |  |  | 2.41
527 | TOTAL |  |  |  |  | 243.55 X
527 |  | Add GST on "X" (multiplying factor
527 |  | 0.1405) 34.22
527 | TOTAL |  |  |  |  | 277.77 Y
527 | Add 15% CPOH on "Y" |  |  |  |  | 41.67
527 | TOTAL |  |  |  |  | 319.44 | Z
527 | Add Cess @ 1% on "Z" |  |  |  |  | 3.19
527 | Cost of 10 nos. |  |  |  |  | 322.63
527 | Cost of 1 no |  |  |  |  | 32.26
527 | Say |  |  |  |  | 32.25
528 | 9.71 | Providing and fixing IS : 12817 marked stainless steel butt hinges (heavy weight) with stainless steel screws etc. complete :
528 | 9.71.1 | 125x64x2.50 mm Details of cost for 10 nos. MATERIAL
528 | 8219 | Stainless steel butt hinges (heavy weight) 125x64x2.5 mm IS : 12817 marked | 10 Nos | 1.00 | 350.00 | 350.00
528 | 8210 | Stainless steel screws 50 mm | 100 Nos | 0.80 | 270.00 | 216.00
528 | 9977 | Carriage of materials | L.S. | 2.73 | 2.00 | 5.46
528 |  | LABOUR
528 | 0112 | Carpenter 2nd class | day | 0.14 | 679.00 | 95.06
528 | 0114 | Beldar | day | 0.09 | 558.00 | 50.22
528 | TOTAL |  |  |  |  | 716.74 W
528 | Add 1 % Water charges on "W" |  |  |  |  | 7.17
528 | TOTAL |  |  |  |  | 723.91 X
528 |  | Add GST on "X" (multiplying factor
528 |  | 0.1405) 101.71
528 | TOTAL |  |  |  |  | 825.62 Y
528 | Add 15% CPOH on "Y" |  |  |  |  | 123.84
528 | TOTAL |  |  |  |  | 949.46 | Z
528 | Add Cess @ 1% on "Z" |  |  |  |  | 9.49
528 | Cost of 10 nos. |  |  |  |  | 958.95
528 | Cost of 1 no |  |  |  |  | 95.90
528 | Say |  |  |  |  | 95.90
528 | 9.71.2 | 100x60x2.50 mm Details of cost for 10 nos. MATERIAL
528 | 8220 | Stainless steel butt hinges (heavy weight) 100x60x2.5 mm IS : 12817 marked | 10 Nos | 1.00 | 255.00 | 255.00
528 | 8211 | Stainless steel screws 40 mm | 100 Nos | 0.80 | 215.00 | 172.00
528 | 9977 | Carriage of materials | L.S. | 2.73 | 2.00 | 5.46
528 |  | LABOUR
528 | 0112 | Carpenter 2nd class | day | 0.14 | 679.00 | 95.06
528 | 0114 | Beldar | day | 0.09 | 558.00 | 50.22
528 | TOTAL |  |  |  |  | 577.74 W
528 | Add 1 % Water charges on "W" |  |  |  |  | 5.78
528 | TOTAL |  |  |  |  | 583.52 X
528 |  | Add GST on "X" (multiplying factor
528 |  | 0.1405) 81.98
528 | TOTAL |  |  |  |  | 665.50 Y
528 | Add 15% CPOH on "Y" |  |  |  |  | 99.83
528 | TOTAL |  |  |  |  | 765.33 | Z
528 | Add Cess @ 1% on "Z" |  |  |  |  | 7.65
528 | Cost of 10 nos. |  |  |  |  | 772.98
528 | Cost of 1 no |  |  |  |  | 77.30
528 | Say |  |  |  |  | 77.30
529 | 9.71.3 | 75x50x2.50 mm Details of cost for 10 nos. MATERIAL
529 | 8221 | Stainless steel butt hinges (heavy weight) 75x50x2.5 mm IS : 12817 marked | 10 Nos | 1.00 | 205.00 | 205.00
529 | 8212 | Stainless steel screws 30 mm | 100 Nos | 0.60 | 190.00 | 114.00
529 | 9977 | Carriage of materials | L.S. | 1.82 | 2.00 | 3.64
529 |  | LABOUR
529 | 0112 | Carpenter 2nd class | day | 0.14 | 679.00 | 95.06
529 | 0114 | Beldar | day | 0.09 | 558.00 | 50.22
529 | TOTAL |  |  |  |  | 467.92 W
529 | Add 1 % Water charges on "W" |  |  |  |  | 4.68
529 | TOTAL |  |  |  |  | 472.60 X
529 |  | Add GST on "X" (multiplying factor
529 |  | 0.1405) 66.40
529 | TOTAL |  |  |  |  | 539.00 Y
529 | Add 15% CPOH on "Y" |  |  |  |  | 80.85
529 | TOTAL |  |  |  |  | 619.85 | Z
529 | Add Cess @ 1% on "Z" |  |  |  |  | 6.20
529 | Cost of 10 nos. |  |  |  |  | 626.05
529 | Cost of 1 no |  |  |  |  | 62.60
529 | Say |  |  |  |  | 62.60
529 | 9.72 | Providing and fixing bright finished brass butt hinges with necessary screws etc. complete :
529 | 9.72.1 | 125x85x5.5 mm (heavy type) Details of cost for 10 nos. MATERIAL
529 | 0382 | Brass butt hinges (heavy type) : 125x85x5.5 mm (0.70kg) | 10 Nos | 1.00 | 1309.00 | 1309.00
529 | 0449 | Brass screws 50 mm | 100 Nos | 1.00 | 220.00 | 220.00
529 | 9977 | Carriage of material | L.S. | 3.64 | 2.00 | 7.28
529 |  | LABOUR
529 | 0111 | Carpenter 1st class | day | 0.14 | 738.00 | 103.32
529 | 0114 | Beldar | day | 0.10 | 558.00 | 55.80
529 | TOTAL |  |  |  |  | 1695.40 W
529 | Add 1 % Water charges on "W" |  |  |  |  | 16.95
529 | TOTAL |  |  |  |  | 1712.35 X
529 |  | Add GST on "X" (multiplying factor
529 |  | 0.1405) 240.59
529 | TOTAL |  |  |  |  | 1952.94 Y
529 | Add 15% CPOH on "Y" |  |  |  |  | 292.94
529 | TOTAL |  |  |  |  | 2245.88 | Z
529 | Add Cess @ 1% on "Z" |  |  |  |  | 22.46
529 |  | Cost for 10 nos. 2268.34
529 | Cost of 1 no. |  |  |  |  | 226.83
529 | Say |  |  |  |  | 226.85
530 | 9.72.2 | 125x70x4 mm (ordinary type) Details of cost for 10 nos. MATERIAL
530 | 0378 | Brass butt hinges (light/ordinary type) : 125x70x4 mm | 10 Nos | 1.00 | 775.00 | 775.00
530 | 0449 | Brass screws 50 mm | 100 Nos | 1.00 | 220.00 | 220.00
530 | 9977 | Carriage of material | L.S. | 3.64 | 2.00 | 7.28
530 |  | LABOUR
530 | 0111 | Carpenter 1st class | day | 0.14 | 738.00 | 103.32
530 | 0114 | Beldar | day | 0.10 | 558.00 | 55.80
530 | TOTAL |  |  |  |  | 1161.40 W
530 | Add 1 % Water charges on "W" |  |  |  |  | 11.61
530 | TOTAL |  |  |  |  | 1173.01 X
530 |  | Add GST on "X" (multiplying factor
530 |  | 0.1405) 164.81
530 | TOTAL |  |  |  |  | 1337.82 Y
530 | Add 15% CPOH on "Y" |  |  |  |  | 200.67
530 | TOTAL |  |  |  |  | 1538.50 | Z
530 | Add Cess @ 1% on "Z" |  |  |  |  | 15.38
530 |  | Cost for 10 nos. 1553.88
530 | Cost of 1 no. |  |  |  |  | 155.39
530 | Say |  |  |  |  | 155.40
530 | 9.72.3 | 100x85x5.5 mm (heavy type) Details of cost for 10 nos. MATERIAL
530 | 0383 | Brass butt hinges (heavy type) : 100x85x5.5 mm (0.56 kg) | 10 Nos | 1.00 | 997.00 | 997.00
530 | 0450 | Brass screws 40 mm | 100 Nos | 0.80 | 170.00 | 136.00
530 | 9977 | Carriage of material | L.S. | 2.73 | 2.00 | 5.46
530 |  | LABOUR
530 | 0111 | Carpenter 1st class | day | 0.14 | 738.00 | 103.32
530 | 0114 | Beldar | day | 0.10 | 558.00 | 55.80
530 | TOTAL |  |  |  |  | 1297.58 W
530 | Add 1 % Water charges on "W" |  |  |  |  | 12.98
530 | TOTAL |  |  |  |  | 1310.56 X
530 |  | Add GST on "X" (multiplying factor
530 |  | 0.1405) 184.13
530 | TOTAL |  |  |  |  | 1494.69 Y
530 | Add 15% CPOH on "Y" |  |  |  |  | 224.20
530 | TOTAL |  |  |  |  | 1718.89 | Z
530 | Add Cess @ 1% on "Z" |  |  |  |  | 17.19
530 |  | Cost for 10 nos. 1736.08
530 | Cost of 1 no. |  |  |  |  | 173.61
530 | Say |  |  |  |  | 173.60
531 | 9.72.4 | 100x70x4 mm (ordinary type) Details of cost for 10 nos. MATERIAL
531 | 0379 | Brass butt hinges (light/ordinary type) : 100x70x4 mm | 10 Nos | 1.00 | 625.00 | 625.00
531 | 0450 | Brass screws 40 mm | 100 Nos | 0.80 | 170.00 | 136.00
531 | 9977 | Carriage of material | L.S. | 2.73 | 2.00 | 5.46
531 |  | LABOUR
531 | 0111 | Carpenter 1st class | day | 0.14 | 738.00 | 103.32
531 | 0114 | Beldar | day | 0.10 | 558.00 | 55.80
531 | TOTAL |  |  |  |  | 925.58 W
531 | Add 1 % Water charges on "W" |  |  |  |  | 9.26
531 | TOTAL |  |  |  |  | 934.84 X
531 |  | Add GST on "X" (multiplying factor
531 |  | 0.1405) 131.34
531 | TOTAL |  |  |  |  | 1066.18 Y
531 | Add 15% CPOH on "Y" |  |  |  |  | 159.93
531 | TOTAL |  |  |  |  | 1226.11 | Z
531 | Add Cess @ 1% on "Z" |  |  |  |  | 12.26
531 |  | Cost for 10 nos. 1238.37
531 | Cost of 1 no. |  |  |  |  | 123.84
531 | Say |  |  |  |  | 123.85
531 | 9.72.5 | 75x65x4 mm (heavy type) Details of cost for 10 nos. MATERIAL
531 | 0384 | Brass butt hinges (heavy type) : 75x65x4.0 mm(0.20 kg) | 10 Nos | 1.00 | 838.00 | 838.00
531 | 0451 | Brass screws 30 mm | 100 Nos | 0.60 | 140.00 | 84.00
531 | 9977 | Carriage of material | L.S. | 2.73 | 2.00 | 5.46
531 |  | LABOUR
531 | 0111 | Carpenter 1st class | day | 0.14 | 738.00 | 103.32
531 | 0114 | Beldar | day | 0.10 | 558.00 | 55.80
531 | TOTAL |  |  |  |  | 1086.58 W
531 | Add 1 % Water charges on "W" |  |  |  |  | 10.87
531 | TOTAL |  |  |  |  | 1097.45 X
531 |  | Add GST on "X" (multiplying factor
531 |  | 0.1405) 154.19
531 | TOTAL |  |  |  |  | 1251.64 Y
531 | Add 15% CPOH on "Y" |  |  |  |  | 187.75
531 | TOTAL |  |  |  |  | 1439.38 | Z
531 | Add Cess @ 1% on "Z" |  |  |  |  | 14.39
531 |  | Cost for 10 nos. 1453.78
531 | Cost of 1 no. |  |  |  |  | 145.38
531 | Say |  |  |  |  | 145.40
532 | 9.72.6 | 75x40x2.5 mm (ordinary type) Details of cost for 10 nos. MATERIAL
532 | 0380 | Brass butt hinges (light/ordinary type) : 75x40x2.5 mm | 10 Nos | 1.00 | 380.00 | 380.00
532 | 0451 | Brass screws 30 mm | 100 Nos | 0.60 | 140.00 | 84.00
532 | 9977 | Carriage of material | L.S. | 2.73 | 2.00 | 5.46
532 |  | LABOUR
532 | 0111 | Carpenter 1st class | day | 0.14 | 738.00 | 103.32
532 | 0114 | Beldar | day | 0.10 | 558.00 | 55.80
532 | TOTAL |  |  |  |  | 628.58 W
532 | Add 1 % Water charges on "W" |  |  |  |  | 6.29
532 | TOTAL |  |  |  |  | 634.87 X
532 |  | Add GST on "X" (multiplying factor
532 |  | 0.1405) 89.20
532 | TOTAL |  |  |  |  | 724.06 Y
532 | Add 15% CPOH on "Y" |  |  |  |  | 108.61
532 | TOTAL |  |  |  |  | 832.67 | Z
532 | Add Cess @ 1% on "Z" |  |  |  |  | 8.33
532 |  | Cost for 10 nos. 841.00
532 | Cost of 1 no. |  |  |  |  | 84.10
532 | Say |  |  |  |  | 84.10
532 | 9.72.7 | 50x40x2.5 mm (ordinary type) Details of cost for 10 nos. MATERIAL
532 | 0381 | Brass butt hinges (light/ordinary type) : 50x40x2.5 mm | 10 Nos | 1.00 | 155.00 | 155.00
532 | 0453 | Brass screws 20 mm | 100 Nos | 0.40 | 95.00 | 38.00
532 | 9977 | Carriage of material | L.S. | 1.82 | 2.00 | 3.64
532 |  | LABOUR
532 | 0111 | Carpenter 1st class | day | 0.08 | 738.00 | 59.04
532 | TOTAL |  |  |  |  | 255.68 W
532 | Add 1 % Water charges on "W" |  |  |  |  | 2.56
532 | TOTAL |  |  |  |  | 258.24 X
532 |  | Add GST on "X" (multiplying factor
532 |  | 0.1405) 36.28
532 | TOTAL |  |  |  |  | 294.52 Y
532 | Add 15% CPOH on "Y" |  |  |  |  | 44.18
532 | TOTAL |  |  |  |  | 338.70 | Z
532 | Add Cess @ 1% on "Z" |  |  |  |  | 3.39
532 |  | Cost for 10 nos. 342.08
532 | Cost of 1 no. |  |  |  |  | 34.21
532 | Say |  |  |  |  | 34.20
533 | 9.73 | Providing and fixing bright finished brass parliamentary hinges with necessary screws etc. complete :
533 | 9.73.1 | 150x125x27x5 mm Details of cost for 10 nos. MATERIAL
533 | 0385 | Brass parliamentary hinges 150x125x27x5 mm | 10 Nos | 1.00 | 2610.00 | 2610.00
533 | 0450 | Brass screws 40 mm | 100 Nos | 0.80 | 170.00 | 136.00
533 | 9977 | Carriage of materials | L.S. | 2.73 | 2.00 | 5.46
533 |  | LABOUR
533 | 0111 | Carpenter 1st class | day | 0.14 | 738.00 | 103.32
533 | 0114 | Beldar | day | 0.14 | 558.00 | 78.12
533 | TOTAL |  |  |  |  | 2932.90 W
533 | Add 1 % Water charges on "W" |  |  |  |  | 29.33
533 | TOTAL |  |  |  |  | 2962.23 X
533 |  | Add GST on "X" (multiplying factor
533 |  | 0.1405) 416.19
533 | TOTAL |  |  |  |  | 3378.42 Y
533 | Add 15% CPOH on "Y" |  |  |  |  | 506.76
533 | TOTAL |  |  |  |  | 3885.19 | Z
533 | Add Cess @ 1% on "Z" |  |  |  |  | 38.85
533 | Cost of 10 nos. |  |  |  |  | 3924.04
533 | Cost of 1 no |  |  |  |  | 392.40
533 | Say |  |  |  |  | 392.40
533 | 9.73.2 | 125x125x27x5 mm Details of cost for 10 nos. MATERIAL
533 | 0386 | Brass parliamentary hinges 125x125x27x5 mm | 10 Nos | 1.00 | 2300.00 | 2300.00
533 | 0450 | Brass screws 40 mm | 100 Nos | 0.80 | 170.00 | 136.00
533 | 9977 | Carriage of materials | L.S. | 2.73 | 2.00 | 5.46
533 |  | LABOUR
533 | 0111 | Carpenter 1st class | day | 0.14 | 738.00 | 103.32
533 | 0114 | Beldar | day | 0.14 | 558.00 | 78.12
533 | TOTAL |  |  |  |  | 2622.90 W
533 | Add 1 % Water charges on "W" |  |  |  |  | 26.23
533 | TOTAL |  |  |  |  | 2649.13 X
533 |  | Add GST on "X" (multiplying factor
533 |  | 0.1405) 372.20
533 | TOTAL |  |  |  |  | 3021.33 Y
533 | Add 15% CPOH on "Y" |  |  |  |  | 453.20
533 | TOTAL |  |  |  |  | 3474.53 | Z
533 | Add Cess @ 1% on "Z" |  |  |  |  | 34.75
533 | Cost of 10 nos. |  |  |  |  | 3509.28
533 | Cost of 1 no |  |  |  |  | 350.93
533 | Say |  |  |  |  | 350.95
534 | 9.73.3 | 100x125x27x5 mm Details of cost for 10 nos. MATERIAL
534 | 0387 | Brass parliamentary hinges 100x125x27x5 mm | 10 Nos | 1.00 | 2090.00 | 2090.00
534 | 0450 | Brass screws 40 mm | 100 Nos | 0.80 | 170.00 | 136.00
534 | 9977 | Carriage of materials | L.S. | 2.73 | 2.00 | 5.46
534 |  | LABOUR
534 | 0111 | Carpenter 1st class | day | 0.14 | 738.00 | 103.32
534 | 0114 | Beldar | day | 0.14 | 558.00 | 78.12
534 | TOTAL |  |  |  |  | 2412.90 W
534 | Add 1 % Water charges on "W" |  |  |  |  | 24.13
534 | TOTAL |  |  |  |  | 2437.03 X
534 |  | Add GST on "X" (multiplying factor
534 |  | 0.1405) 342.40
534 | TOTAL |  |  |  |  | 2779.43 Y
534 | Add 15% CPOH on "Y" |  |  |  |  | 416.91
534 | TOTAL |  |  |  |  | 3196.35 | Z
534 | Add Cess @ 1% on "Z" |  |  |  |  | 31.96
534 | Cost of 10 nos. |  |  |  |  | 3228.31
534 | Cost of 1 no |  |  |  |  | 322.83
534 | Say |  |  |  |  | 322.85
534 | 9.73.4 | 75x100x20x3.2 mm Details of cost for 10 nos. MATERIAL
534 | 0388 | Brass parliamentary hinges 75x100x20x3.2 mm | 10 Nos | 1.00 | 1870.00 | 1870.00
534 | 0451 | Brass screws 30 mm | 100 Nos | 0.60 | 140.00 | 84.00
534 | 9977 | Carriage of materials | L.S. | 2.73 | 2.00 | 5.46
534 |  | LABOUR
534 | 0111 | Carpenter 1st class | day | 0.14 | 738.00 | 103.32
534 | 0114 | Beldar | day | 0.14 | 558.00 | 78.12
534 | TOTAL |  |  |  |  | 2140.90 W
534 | Add 1 % Water charges on "W" |  |  |  |  | 21.41
534 | TOTAL |  |  |  |  | 2162.31 X
534 |  | Add GST on "X" (multiplying factor
534 |  | 0.1405) 303.80
534 | TOTAL |  |  |  |  | 2466.11 Y
534 | Add 15% CPOH on "Y" |  |  |  |  | 369.92
534 | TOTAL |  |  |  |  | 2836.03 | Z
534 | Add Cess @ 1% on "Z" |  |  |  |  | 28.36
534 | Cost of 10 nos. |  |  |  |  | 2864.39
534 | Cost of 1 no |  |  |  |  | 286.44
534 | Say |  |  |  |  | 286.45
535 | 9.74 | Providing and fixing bright finished brass tower bolts (barrel type) with necessary screws etc. complete :
535 | 9.74.1 | 250x10 mm Details of cost for 10 nos. MATERIAL
535 | 0400 | Brass tower bolt (barrel type) 250x10 mm | each | 10.00 | 257.00 | 2570.00
535 | 0451 | Brass screws 30 mm | 100 Nos | 1.00 | 140.00 | 140.00
535 | 9977 | Carriage of materials | L.S. | 4.55 | 2.00 | 9.10
535 |  | LABOUR
535 | 0111 | Carpenter 1st class | day | 0.10 | 738.00 | 73.80
535 | TOTAL |  |  |  |  | 2792.90 W
535 | Add 1 % Water charges on "W" |  |  |  |  | 27.93
535 | TOTAL |  |  |  |  | 2820.83 X
535 |  | Add GST on "X" (multiplying factor
535 |  | 0.1405) 396.33
535 | TOTAL |  |  |  |  | 3217.16 Y
535 | Add 15% CPOH on "Y" |  |  |  |  | 482.57
535 | TOTAL |  |  |  |  | 3699.73 | Z
535 | Add Cess @ 1% on "Z" |  |  |  |  | 37.00
535 | Cost of 10 nos. |  |  |  |  | 3736.73
535 | Cost of 1 no |  |  |  |  | 373.67
535 | Say |  |  |  |  | 373.65
535 | 9.74.2 | 200x10 mm Details of cost for 10 nos. MATERIAL
535 | 0401 | Brass tower bolt (barrel type) 200x10 mm | each | 10.00 | 205.00 | 2050.00
535 | 0451 | Brass screws 30 mm | 100 Nos | 0.80 | 140.00 | 112.00
535 | 9977 | Carriage of materials | L.S. | 2.73 | 2.00 | 5.46
535 |  | LABOUR
535 | 0111 | Carpenter 1st class | day | 0.10 | 738.00 | 73.80
535 | TOTAL |  |  |  |  | 2241.26 W
535 | Add 1 % Water charges on "W" |  |  |  |  | 22.41
535 | TOTAL |  |  |  |  | 2263.67 X
535 |  | Add GST on "X" (multiplying factor
535 |  | 0.1405) 318.05
535 | TOTAL |  |  |  |  | 2581.72 Y
535 | Add 15% CPOH on "Y" |  |  |  |  | 387.26
535 | TOTAL |  |  |  |  | 2968.98 | Z
535 | Add Cess @ 1% on "Z" |  |  |  |  | 29.69
535 | Cost of 10 nos. |  |  |  |  | 2998.67
535 | Cost of 1 no |  |  |  |  | 299.87
535 | Say |  |  |  |  | 299.85
536 | 9.74.3 | 150x10 mm Details of cost for 10 nos. MATERIAL
536 | 0402 | Brass tower bolt (barrel type) 150x10 mm | each | 10.00 | 154.00 | 1540.00
536 | 0451 | Brass screws 30 mm | 100 Nos | 0.80 | 140.00 | 112.00
536 | 9977 | Carriage of materials | L.S. | 2.73 | 2.00 | 5.46
536 |  | LABOUR
536 | 0111 | Carpenter 1st class | day | 0.10 | 738.00 | 73.80
536 | TOTAL |  |  |  |  | 1731.26 W
536 | Add 1 % Water charges on "W" |  |  |  |  | 17.31
536 | TOTAL |  |  |  |  | 1748.57 X
536 |  | Add GST on "X" (multiplying factor
536 |  | 0.1405) 245.67
536 | TOTAL |  |  |  |  | 1994.25 Y
536 | Add 15% CPOH on "Y" |  |  |  |  | 299.14
536 | TOTAL |  |  |  |  | 2293.38 | Z
536 | Add Cess @ 1% on "Z" |  |  |  |  | 22.93
536 | Cost of 10 nos. |  |  |  |  | 2316.32
536 | Cost of 1 no |  |  |  |  | 231.63
536 | Say |  |  |  |  | 231.65
536 | 9.74.4 | 100x10 mm Details of cost for 10 nos. MATERIAL
536 | 0403 | Brass tower bolt (barrel type) 100x10 mm | each | 10.00 | 103.00 | 1030.00
536 | 0451 | Brass screws 30 mm | 100 Nos | 0.60 | 140.00 | 84.00
536 | 9977 | Carriage of materials | L.S. | 2.73 | 2.00 | 5.46
536 |  | LABOUR
536 | 0111 | Carpenter 1st class | day | 0.10 | 738.00 | 73.80
536 | TOTAL |  |  |  |  | 1193.26 W
536 | Add 1 % Water charges on "W" |  |  |  |  | 11.93
536 | TOTAL |  |  |  |  | 1205.19 X
536 |  | Add GST on "X" (multiplying factor
536 |  | 0.1405) 169.33
536 | TOTAL |  |  |  |  | 1374.52 Y
536 | Add 15% CPOH on "Y" |  |  |  |  | 206.18
536 | TOTAL |  |  |  |  | 1580.70 | Z
536 | Add Cess @ 1% on "Z" |  |  |  |  | 15.81
536 | Cost of 10 nos. |  |  |  |  | 1596.51
536 | Cost of 1 no |  |  |  |  | 159.65
536 | Say |  |  |  |  | 159.65
537 | 9.75 | Providing and fixing bright finished brass door latch with necessary screws etc. complete :
537 | 9.75.1 | 300x16x5 mm Details of cost for 10 nos. MATERIAL
537 | 0411 | Brass door latch 300x16x5 mm (0.380 kg) | each | 10.00 | 185.00 | 1850.00
537 | 0452 | Brass screws 25 mm | 100 Nos | 0.90 | 100.00 | 90.00
537 | 9977 | Carriage of materials | L.S. | 3.64 | 2.00 | 7.28
537 |  | LABOUR
537 | 0111 | Carpenter 1st class | day | 0.12 | 738.00 | 88.56
537 | TOTAL |  |  |  |  | 2035.84 W
537 | Add 1 % Water charges on "W" |  |  |  |  | 20.36
537 | TOTAL |  |  |  |  | 2056.20 X
537 |  | Add GST on "X" (multiplying factor
537 |  | 0.1405) 288.90
537 | TOTAL |  |  |  |  | 2345.09 Y
537 | Add 15% CPOH on "Y" |  |  |  |  | 351.76
537 | TOTAL |  |  |  |  | 2696.86 | Z
537 | Add Cess @ 1% on "Z" |  |  |  |  | 26.97
537 | Cost of 10 nos. |  |  |  |  | 2723.83
537 | Cost of 1 no. |  |  |  |  | 272.38
537 | Say |  |  |  |  | 272.40
537 | 9.75.2 | 250x16x5 mm Details of cost for 10 nos. MATERIAL
537 | 0412 | Brass door latch 250x16x5 mm (0.350 kg) | each | 10.00 | 175.00 | 1750.00
537 | 0452 | Brass screws 25 mm | 100 Nos | 0.90 | 100.00 | 90.00
537 | 9977 | Carriage of materials | L.S. | 3.64 | 2.00 | 7.28
537 |  | LABOUR
537 | 0111 | Carpenter 1st class | day | 0.12 | 738.00 | 88.56
537 | TOTAL |  |  |  |  | 1935.84 W
537 | Add 1 % Water charges on "W" |  |  |  |  | 19.36
537 | TOTAL |  |  |  |  | 1955.20 X
537 |  | Add GST on "X" (multiplying factor
537 |  | 0.1405) 274.71
537 | TOTAL |  |  |  |  | 2229.90 Y
537 | Add 15% CPOH on "Y" |  |  |  |  | 334.49
537 | TOTAL |  |  |  |  | 2564.39 | Z
537 | Add Cess @ 1% on "Z" |  |  |  |  | 25.64
537 | Cost of 10 nos. |  |  |  |  | 2590.03
537 | Cost of 1 no. |  |  |  |  | 259.00
537 | Say |  |  |  |  | 259.00
538 | 9.76 | Providing and fixing bright finished brass 100 mm mortice latch and lock with 6 levers and a pair of lever handles of approved quality with necessary screws etc. complete. Details of cost for one No MATERIAL
538 | 0413 | Brass mortice latch and lock 100x65 mm with 6 levers and a pair of brass lever handles | each | 1.00 | 400.00 | 400.00
538 |  | LABOUR
538 | 0111 | Carpenter 1st class | day | 0.17 | 738.00 | 125.46
538 | 9999 | Sundries (screws, carriage etc.) | L.S. | 3.64 | 2.00 | 7.28
538 | TOTAL |  |  |  |  | 532.74 W
538 | Add 1 % Water charges on "W" |  |  |  |  | 5.33
538 | TOTAL |  |  |  |  | 538.07 X
538 |  | Add GST on "X" (multiplying factor
538 |  | 0.1405) 75.60
538 | TOTAL |  |  |  |  | 613.67 Y
538 | Add 15% CPOH on "Y" |  |  |  |  | 92.05
538 | TOTAL |  |  |  |  | 705.72 | Z
538 | Add Cess @ 1% on "Z" |  |  |  |  | 7.06
538 | Cost of 1 no |  |  |  |  | 712.77
538 | Say |  |  |  |  | 712.75
538 | 9.77 | Providing and fixing bright finished brass 100 mm mortice latch with one dead bolt and a pair of lever handles of approved quality with necessary screws etc. complete. Details of cost for one No MATERIAL
538 | 0414 | Brass mortice latch 100x65mm with a pair of brass lever handles | each | 1.00 | 310.00 | 310.00
538 |  | LABOUR
538 | 0111 | Carpenter 1st class | day | 0.17 | 738.00 | 125.46
538 | 9999 | Sundries (screws, carriage etc.) | L.S. | 3.64 | 2.00 | 7.28
538 | TOTAL |  |  |  |  | 442.74 W
538 | Add 1 % Water charges on "W" |  |  |  |  | 4.43
538 | TOTAL |  |  |  |  | 447.17 X
538 |  | Add GST on "X" (multiplying factor
538 |  | 0.1405) 62.83
538 | TOTAL |  |  |  |  | 509.99 Y
538 | Add 15% CPOH on "Y" |  |  |  |  | 76.50
538 | TOTAL |  |  |  |  | 586.49 | Z
538 | Add Cess @ 1% on "Z" |  |  |  |  | 5.86
538 | Cost of 1 no |  |  |  |  | 592.36
538 | Say |  |  |  |  | 592.35
539 | 9.78 | Providing and fixing bright finished brass night latch of approved quality including necessary screws etc. complete. Details of cost for one No MATERIAL
539 | 0438 | Brass Night latch | each | 1.00 | 610.00 | 610.00
539 |  | LABOUR
539 | 0111 | Carpenter 1st class | day | 0.17 | 738.00 | 125.46
539 | 9999 | Sundries (screws, carriage etc.) | L.S. | 3.64 | 2.00 | 7.28
539 | TOTAL |  |  |  |  | 742.74 W
539 | Add 1 % Water charges on "W" |  |  |  |  | 7.43
539 | TOTAL |  |  |  |  | 750.17 X
539 |  | Add GST on "X" (multiplying factor
539 |  | 0.1405) 105.40
539 | TOTAL |  |  |  |  | 855.57 Y
539 | Add 15% CPOH on "Y" |  |  |  |  | 128.33
539 | TOTAL |  |  |  |  | 983.90 | Z
539 | Add Cess @ 1% on "Z" |  |  |  |  | 9.84
539 | Cost of 1 no |  |  |  |  | 993.74
539 | Say |  |  |  |  | 993.75
539 | 9.79 | Providing and fixing special quality bright finished brass cupboard or ward robe locks with four levers of approved quality including necessary screws etc. complete.
539 | 9.79.1 | 40 mm Details of cost for one No MATERIAL
539 | 2451 | Brass cupboard lock 6 levers (best make of approved quality) 40 mm size | each | 1.00 | 55.00 | 55.00
539 |  | LABOUR
539 | 0111 | Carpenter 1st class | day | 0.17 | 738.00 | 125.46
539 | 9999 | Sundries & screws | L.S. | 3.64 | 2.00 | 7.28
539 | TOTAL |  |  |  |  | 187.74 W
539 | Add 1 % Water charges on "W" |  |  |  |  | 1.88
539 | TOTAL |  |  |  |  | 189.62 X
539 |  | Add GST on "X" (multiplying factor
539 |  | 0.1405) 26.64
539 | TOTAL |  |  |  |  | 216.26 Y
539 | Add 15% CPOH on "Y" |  |  |  |  | 32.44
539 | TOTAL |  |  |  |  | 248.70 | Z
539 | Add Cess @ 1% on "Z" |  |  |  |  | 2.49
539 | Cost of 1 no |  |  |  |  | 251.18
539 | Say |  |  |  |  | 251.20
540 | 9.79.2 | 50 mm Details of cost for one No MATERIAL
540 | 2452 | Brass cupboard lock 6 levers (best make of approved quality) 50 mm size | each | 1.00 | 85.00 | 85.00
540 |  | LABOUR
540 | 0111 | Carpenter 1st class | day | 0.17 | 738.00 | 125.46
540 | 9999 | Sundries & screws | L.S. | 3.64 | 2.00 | 7.28
540 | TOTAL |  |  |  |  | 217.74 W
540 | Add 1 % Water charges on "W" |  |  |  |  | 2.18
540 | TOTAL |  |  |  |  | 219.92 X
540 |  | Add GST on "X" (multiplying factor
540 |  | 0.1405) 30.90
540 | TOTAL |  |  |  |  | 250.82 Y
540 | Add 15% CPOH on "Y" |  |  |  |  | 37.62
540 | TOTAL |  |  |  |  | 288.44 | Z
540 | Add Cess @ 1% on "Z" |  |  |  |  | 2.88
540 | Cost of 1 no |  |  |  |  | 291.32
540 | Say |  |  |  |  | 291.30
540 | 9.79.3 | 65 mm Details of cost for one No MATERIAL
540 | 2453 | Brass cupboard lock 6 levers (best make of approved quality) 65 mm size | each | 1.00 | 90.00 | 90.00
540 |  | LABOUR
540 | 0111 | Carpenter 1st class | day | 0.17 | 738.00 | 125.46
540 | 9999 | Sundries & screws | L.S. | 3.64 | 2.00 | 7.28
540 | TOTAL |  |  |  |  | 222.74 W
540 | Add 1 % Water charges on "W" |  |  |  |  | 2.23
540 | TOTAL |  |  |  |  | 224.97 X
540 |  | Add GST on "X" (multiplying factor
540 |  | 0.1405) 31.61
540 | TOTAL |  |  |  |  | 256.58 Y
540 | Add 15% CPOH on "Y" |  |  |  |  | 38.49
540 | TOTAL |  |  |  |  | 295.06 | Z
540 | Add Cess @ 1% on "Z" |  |  |  |  | 2.95
540 | Cost of 1 no |  |  |  |  | 298.01
540 | Say |  |  |  |  | 298.00
540 | 9.79.4 | 75 mm Details of cost for one No MATERIAL
540 | 2454 | Brass cupboard lock 6 levers (best make of approved quality) 75 mm size | each | 1.00 | 105.00 | 105.00
541 |  | LABOUR
541 | 0111 | Carpenter 1st class | day | 0.17 | 738.00 | 125.46
541 | 9999 | Sundries & screws | L.S. | 3.64 | 2.00 | 7.28
541 | TOTAL |  |  |  |  | 237.74 W
541 | Add 1 % Water charges on "W" |  |  |  |  | 2.38
541 | TOTAL |  |  |  |  | 240.12 X
541 |  | Add GST on "X" (multiplying factor
541 |  | 0.1405) 33.74
541 | TOTAL |  |  |  |  | 273.85 Y
541 | Add 15% CPOH on "Y" |  |  |  |  | 41.08
541 | TOTAL |  |  |  |  | 314.93 | Z
541 | Add Cess @ 1% on "Z" |  |  |  |  | 3.15
541 | Cost of 1 no |  |  |  |  | 318.08
541 | Say |  |  |  |  | 318.10
541 | 9.80 | Providing and fixing 50 mm bright finished brass cup board or wardrobe knob of approved quality with necessary screws. Details of cost for 10 nos. MATERIAL
541 | 0447 | Brass cupboard knob or ward robe knob 50 mm | each | 10.00 | 36.00 | 360.00
541 | 9977 | Carriage of material | L.S. | 2.73 | 2.00 | 5.46
541 |  | LABOUR
541 | 0111 | Carpenter 1st class | day | 0.14 | 738.00 | 103.32
541 | TOTAL |  |  |  |  | 468.78 W
541 | Add 1 % Water charges on "W" |  |  |  |  | 4.69
541 | TOTAL |  |  |  |  | 473.47 X
541 |  | Add GST on "X" (multiplying factor
541 |  | 0.1405) 66.52
541 | TOTAL |  |  |  |  | 539.99 Y
541 | Add 15% CPOH on "Y" |  |  |  |  | 81.00
541 | TOTAL |  |  |  |  | 620.99 | Z
541 | Add Cess @ 1% on "Z" |  |  |  |  | 6.21
541 | Cost of 10 nos |  |  |  |  | 627.20
541 | Cost of 1 no |  |  |  |  | 62.72
541 | Say |  |  |  |  | 62.70
541 | 9.81 | Providing and fixing bright finished brass handles with screws etc. complete:
541 | 9.81.1 | 125 mm Details of cost for 10 nos. MATERIAL
541 | 0408 | Brass handles 125 mm with plate 175x32 mm | each | 10.00 | 144.00 | 1440.00
541 | 0452 | Brass screws 25 mm | 100 Nos | 0.40 | 100.00 | 40.00
541 | 9977 | Carriage of material | L.S. | 2.73 | 2.00 | 5.46
542 |  | LABOUR
542 | 0111 | Carpenter 1st class | day | 0.06 | 738.00 | 44.28
542 | TOTAL |  |  |  |  | 1529.74 W
542 | Add 1 % Water charges on "W" |  |  |  |  | 15.30
542 | TOTAL |  |  |  |  | 1545.04 X
542 |  | Add GST on "X" (multiplying factor
542 |  | 0.1405) 217.08
542 | TOTAL |  |  |  |  | 1762.12 Y
542 | Add 15% CPOH on "Y" |  |  |  |  | 264.32
542 | TOTAL |  |  |  |  | 2026.43 | Z
542 | Add Cess @ 1% on "Z" |  |  |  |  | 20.26
542 | Cost of 10 nos |  |  |  |  | 2046.70
542 | Cost of 1 no |  |  |  |  | 204.67
542 | Say |  |  |  |  | 204.65
542 | 9.81.2 | 100 mm Details of cost for 10 nos. MATERIAL
542 | 0409 | Brass handles 100 mm with plate 150x32 mm | each | 10.00 | 133.00 | 1330.00
542 | 0452 | Brass screws 25 mm | 100 Nos | 0.40 | 100.00 | 40.00
542 | 9977 | Carriage of material | L.S. | 0.91 | 2.00 | 1.82
542 |  | LABOUR
542 | 0111 | Carpenter 1st class | day | 0.06 | 738.00 | 44.28
542 | TOTAL |  |  |  |  | 1416.10 W
542 | Add 1 % Water charges on "W" |  |  |  |  | 14.16
542 | TOTAL |  |  |  |  | 1430.26 X
542 |  | Add GST on "X" (multiplying factor
542 |  | 0.1405) 200.95
542 | TOTAL |  |  |  |  | 1631.21 Y
542 | Add 15% CPOH on "Y" |  |  |  |  | 244.68
542 | TOTAL |  |  |  |  | 1875.89 | Z
542 | Add Cess @ 1% on "Z" |  |  |  |  | 18.76
542 | Cost of 10 nos |  |  |  |  | 1894.65
542 | Cost of 1 no |  |  |  |  | 189.47
542 | Say |  |  |  |  | 189.45
542 | 9.81.3 | 75 mm Details of cost for 10 nos. MATERIAL
542 | 0410 | Brass handles75 mm with plate 125x32 mm | each | 10.00 | 103.00 | 1030.00
542 | 0452 | Brass screws 25 mm | 100 Nos | 0.40 | 100.00 | 40.00
542 | 9977 | Carriage of material | L.S. | 0.91 | 2.00 | 1.82
543 |  | LABOUR
543 | 0111 | Carpenter 1st class | day | 0.06 | 738.00 | 44.28
543 | TOTAL |  |  |  |  | 1116.10 W
543 | Add 1 % Water charges on "W" |  |  |  |  | 11.16
543 | TOTAL |  |  |  |  | 1127.26 X
543 |  | Add GST on "X" (multiplying factor
543 |  | 0.1405) 158.38
543 | TOTAL |  |  |  |  | 1285.64 Y
543 | Add 15% CPOH on "Y" |  |  |  |  | 192.85
543 | TOTAL |  |  |  |  | 1478.49 | Z
543 | Add Cess @ 1% on "Z" |  |  |  |  | 14.78
543 | Cost of 10 nos |  |  |  |  | 1493.27
543 | Cost of 1 no |  |  |  |  | 149.33
543 | Say |  |  |  |  | 149.35
543 | 9.82 | Providing and fixing bright finished brass hanging type floor door stopper with necessary screws, etc. complete. Details of cost for 10 hanging floor door stopper MATERIAL
543 | 2455 | Brass hanging type door stopper 150 mm | each | 10.00 | 75.00 | 750.00
543 | 0452 | Brass screws 25 mm | 100 Nos | 0.20 | 100.00 | 20.00
543 | 9977 | Carriage of material | L.S. | 2.73 | 2.00 | 5.46
543 |  | LABOUR
543 | 0111 | Carpenter 1st class | day | 0.03 | 738.00 | 22.14
543 | TOTAL |  |  |  |  | 797.60 W
543 | Add 1 % Water charges on "W" |  |  |  |  | 7.98
543 | TOTAL |  |  |  |  | 805.58 X
543 |  | Add GST on "X" (multiplying factor
543 |  | 0.1405) 113.18
543 | TOTAL |  |  |  |  | 918.76 Y
543 | Add 15% CPOH on "Y" |  |  |  |  | 137.81
543 | TOTAL |  |  |  |  | 1056.57 | Z
543 | Add Cess @ 1% on "Z" |  |  |  |  | 10.57
543 | Cost of 10 nos |  |  |  |  | 1067.14
543 | Cost of 1 no |  |  |  |  | 106.71
543 | Say |  |  |  |  | 106.70
544 | 9.83 | Providing and fixing aluminium die cast body tubular type universal hydraulic door closer (having brand logo with ISI, IS : 3564, embossed on the body, door weight upto 35 kg and door width upto 700 mm), with necessary accessories and screws etc. complete. Details of cost for 10 nos. MATERIAL
544 | 2456 | Hydraulic door closer bottle type M.S. body with necessary accessories and screws complete | each | 10.00 | 673.00 | 6730.00
544 | 0451 | Brass screws 30 mm | 100 Nos | 0.60 | 140.00 | 84.00
544 | 9977 | Carriage of material | L.S. | 3.64 | 2.00 | 7.28
544 |  | LABOUR
544 | 0112 | Carpenter 2nd class | day | 1.00 | 679.00 | 679.00
544 | TOTAL |  |  |  |  | 7500.28 W
544 | Add 1 % Water charges on "W" |  |  |  |  | 75.00
544 | TOTAL |  |  |  |  | 7575.28 X
544 |  | Add GST on "X" (multiplying factor
544 |  | 0.1405) 1064.33
544 | TOTAL |  |  |  |  | 8639.61 Y
544 | Add 15% CPOH on "Y" |  |  |  |  | 1295.94
544 | TOTAL |  |  |  |  | 9935.55 | Z
544 | Add Cess @ 1% on "Z" |  |  |  |  | 99.36
544 | Cost of 10 nos |  |  |  |  | 10034.91
544 | Cost of 1 no |  |  |  |  | 1003.49
544 | Say |  |  |  |  | 1003.50
544 | 9.84 | Providing and fixing aluminium extruded section body tubular type universal hydraulic door closer (having brand logo with ISi, IS : 3564, embossed on the body, door weight upto 36 kg to 80 kg and door width from 701 mm to 1000 mm), with double speed adjustment with necessary accessories and screws etc. complete. Details of cost for 10 nos. MATERIAL
544 | 7060 | Hydraulic door closer tubular type Aluminium section body | each | 10.00 | 560.00 | 5600.00
544 | 0451 | Brass screws 30 mm | 100 Nos | 0.60 | 140.00 | 84.00
544 | 9977 | Carriage of material | L.S. | 1.04 | 2.00 | 2.08
544 |  | LABOUR
544 | 0112 | Carpenter 2nd class | day | 1.00 | 679.00 | 679.00
544 | TOTAL |  |  |  |  | 6365.08 W
544 | Add 1 % Water charges on "W" |  |  |  |  | 63.65
544 | TOTAL |  |  |  |  | 6428.73 X
544 |  | Add GST on "X" (multiplying factor
544 |  | 0.1405) 903.24
544 | TOTAL |  |  |  |  | 7331.97 Y
544 | Add 15% CPOH on "Y" |  |  |  |  | 1099.80
544 | TOTAL |  |  |  |  | 8431.76 | Z
544 | Add Cess @ 1% on "Z" |  |  |  |  | 84.32
544 | Cost of 10 nos |  |  |  |  | 8516.08
544 | Cost of 1 no |  |  |  |  | 851.61
544 | Say |  |  |  |  | 851.60
545 | 9.85 | Providing and fixing bright finished brass casement window fastener with necessary screws etc. complete. Details of cost for 10 nos. MATERIAL
545 | 0423 | Brass casement window fastener | Each | 10.00 | 45.00 | 450.00
545 | 0452 | Brass screws 25 mm | 100 Nos | 0.40 | 100.00 | 40.00
545 | 9977 | Carriage of material | L.S. | 0.91 | 2.00 | 1.82
545 |  | LABOUR
545 | 0111 | Carpenter 1st class | day | 0.10 | 738.00 | 73.80
545 | TOTAL |  |  |  |  | 565.62 W
545 | Add 1 % Water charges on "W" |  |  |  |  | 5.66
545 | TOTAL |  |  |  |  | 571.28 X
545 |  | Add GST on "X" (multiplying factor
545 |  | 0.1405) 80.26
545 | TOTAL |  |  |  |  | 651.54 Y
545 | Add 15% CPOH on "Y" |  |  |  |  | 97.73
545 | TOTAL |  |  |  |  | 749.27 | Z
545 | Add Cess @ 1% on "Z" |  |  |  |  | 7.49
545 | Cost of 10 nos |  |  |  |  | 756.76
545 | Cost of 1 no |  |  |  |  | 75.68
545 | Say |  |  |  |  | 75.70
545 | 9.86 | Providing and fixing bright finished brass casement stays (straight peg type) with necessary screws etc. complete :
545 | 9.86.1 | 300 mm weighing not less than 330 gms Details of cost for 10 nos. MATERIAL
545 | 0424 | Brass casement stays (straight peg type ) 300 mm weighing not less than 0.33 kg | each | 10.00 | 126.00 | 1260.00
545 | 0451 | Brass screws 30 mm | 100 Nos | 0.40 | 140.00 | 56.00
545 | 9977 | Carriage of material | L.S. | 0.91 | 2.00 | 1.82
545 |  | LABOUR
545 | 0111 | Carpenter 1st class | day | 0.10 | 738.00 | 73.80
545 | TOTAL |  |  |  |  | 1391.62 W
545 | Add 1 % Water charges on "W" |  |  |  |  | 13.92
545 | TOTAL |  |  |  |  | 1405.54 X
545 |  | Add GST on "X" (multiplying factor
545 |  | 0.1405) 197.48
545 | TOTAL |  |  |  |  | 1603.01 Y
545 | Add 15% CPOH on "Y" |  |  |  |  | 240.45
545 | TOTAL |  |  |  |  | 1843.47 | Z
545 | Add Cess @ 1% on "Z" |  |  |  |  | 18.43
545 | Cost of 10 nos |  |  |  |  | 1861.90
545 | Cost of 1 no |  |  |  |  | 186.19
545 | Say |  |  |  |  | 186.20
546 | 9.86.2 | 250 mm weighing not less than 280 gms Details of cost for 10 nos. MATERIAL
546 | 0425 | Brass casement stays (straight peg type ) 250 mm weighing not less than 0.28 kg | each | 10.00 | 100.00 | 1000.00
546 | 0452 | Brass screws 25 mm | 100 Nos | 0.40 | 100.00 | 40.00
546 | 9977 | Carriage of material | L.S. | 0.91 | 2.00 | 1.82
546 |  | LABOUR
546 | 0111 | Carpenter 1st class | day | 0.10 | 738.00 | 73.80
546 | TOTAL |  |  |  |  | 1115.62 W
546 | Add 1 % Water charges on "W" |  |  |  |  | 11.16
546 | TOTAL |  |  |  |  | 1126.78 X
546 |  | Add GST on "X" (multiplying factor
546 |  | 0.1405) 158.31
546 | TOTAL |  |  |  |  | 1285.09 Y
546 | Add 15% CPOH on "Y" |  |  |  |  | 192.76
546 | TOTAL |  |  |  |  | 1477.85 | Z
546 | Add Cess @ 1% on "Z" |  |  |  |  | 14.78
546 | Cost of 10 nos |  |  |  |  | 1492.63
546 | Cost of 1 no |  |  |  |  | 149.26
546 | Say |  |  |  |  | 149.25
546 | 9.86.3 | 200 mm weighing not less than 240 gms Details of cost for 10 nos. MATERIAL
546 | 0426 | Brass casement stays (straight peg type ) 200 mmweighing not less than 0.24 kg | each | 10.00 | 95.00 | 950.00
546 | 0452 | Brass screws 25 mm | 100 Nos | 0.40 | 100.00 | 40.00
546 | 9977 | Carriage of material | L.S. | 0.91 | 2.00 | 1.82
546 |  | LABOUR
546 | 0111 | Carpenter 1st class | day | 0.10 | 738.00 | 73.80
546 | TOTAL |  |  |  |  | 1065.62 W
546 | Add 1 % Water charges on "W" |  |  |  |  | 10.66
546 | TOTAL |  |  |  |  | 1076.28 X
546 |  | Add GST on "X" (multiplying factor
546 |  | 0.1405) 151.22
546 | TOTAL |  |  |  |  | 1227.49 Y
546 | Add 15% CPOH on "Y" |  |  |  |  | 184.12
546 | TOTAL |  |  |  |  | 1411.62 | Z
546 | Add Cess @ 1% on "Z" |  |  |  |  | 14.12
546 | Cost of 10 nos |  |  |  |  | 1425.73
546 | Cost of 1 no |  |  |  |  | 142.57
546 | Say |  |  |  |  | 142.55
547 | 9.87 | Providing and fixing bright finished brass hasp and staple (safety type) with necessary screws etc. complete :
547 | 9.87.1 | 150 mm Details of cost for 10 nos. MATERIAL
547 | 0431 | Brass hasps and staples (safety type) 150 mm | 10 Nos | 1.00 | 740.00 | 740.00
547 | 0452 | Brass screws 25 mm | 100 Nos | 0.80 | 100.00 | 80.00
547 | 9977 | Carriage of material | L.S. | 1.82 | 2.00 | 3.64
547 |  | LABOUR
547 | 0111 | Carpenter 1st class | day | 0.08 | 738.00 | 59.04
547 | TOTAL |  |  |  |  | 882.68 W
547 | Add 1 % Water charges on "W" |  |  |  |  | 8.83
547 | TOTAL |  |  |  |  | 891.51 X
547 |  | Add GST on "X" (multiplying factor
547 |  | 0.1405) 125.26
547 | TOTAL |  |  |  |  | 1016.76 Y
547 | Add 15% CPOH on "Y" |  |  |  |  | 152.51
547 | TOTAL |  |  |  |  | 1169.28 | Z
547 | Add Cess @ 1% on "Z" |  |  |  |  | 11.69
547 | Cost of 10 nos |  |  |  |  | 1180.97
547 | Cost of 1 no |  |  |  |  | 118.10
547 | Say |  |  |  |  | 118.10
547 | 9.87.2 | 115 mm Details of cost for 10 nos. MATERIAL
547 | 0432 | Brass hasps and staples (safety type) 115 mm | 10 Nos | 1.00 | 670.00 | 670.00
547 | 0453 | Brass screws 20 mm | 100 Nos | 0.70 | 95.00 | 66.50
547 | 9977 | Carriage of material | L.S. | 1.82 | 2.00 | 3.64
547 |  | LABOUR
547 | 0111 | Carpenter 1st class | day | 0.08 | 738.00 | 59.04
547 | TOTAL |  |  |  |  | 799.18 W
547 | Add 1 % Water charges on "W" |  |  |  |  | 7.99
547 | TOTAL |  |  |  |  | 807.17 X
547 |  | Add GST on "X" (multiplying factor
547 |  | 0.1405) 113.41
547 | TOTAL |  |  |  |  | 920.58 Y
547 | Add 15% CPOH on "Y" |  |  |  |  | 138.09
547 | TOTAL |  |  |  |  | 1058.67 | Z
547 | Add Cess @ 1% on "Z" |  |  |  |  | 10.59
547 | Cost of 10 nos |  |  |  |  | 1069.25
547 | Cost of 1 no |  |  |  |  | 106.93
547 | Say |  |  |  |  | 106.95
548 | 9.87.3 | 90 mm Details of cost for 10 nos. MATERIAL
548 | 0433 | Brass hasps and staples (safety type) 90 mm | 10 Nos | 1.00 | 575.00 | 575.00
548 | 0453 | Brass screws 20 mm | 100 Nos | 0.70 | 95.00 | 66.50
548 | 9977 | Carriage of material | L.S. | 1.82 | 2.00 | 3.64
548 |  | LABOUR
548 | 0111 | Carpenter 1st class | day | 0.08 | 738.00 | 59.04
548 | TOTAL |  |  |  |  | 704.18 W
548 | Add 1 % Water charges on "W" |  |  |  |  | 7.04
548 | TOTAL |  |  |  |  | 711.22 X
548 |  | Add GST on "X" (multiplying factor
548 |  | 0.1405) 99.93
548 | TOTAL |  |  |  |  | 811.15 Y
548 | Add 15% CPOH on "Y" |  |  |  |  | 121.67
548 | TOTAL |  |  |  |  | 932.82 | Z
548 | Add Cess @ 1% on "Z" |  |  |  |  | 9.33
548 | Cost of 10 nos |  |  |  |  | 942.15
548 | Cost of 1 no |  |  |  |  | 94.21
548 | Say |  |  |  |  | 94.20
548 | 9.88 | Providing and fixing chromium plated brass 100 mm mortice latch and lock with 6 levers and a pair of lever handles of approved quality with necessary screws etc. complete. Details of cost for one No MATERIAL
548 | 0558 | Chromium plated Brass mortice latch and lock 100x65 mm with6 levers and a pair of brass lever handles | each | 1.00 | 470.00 | 470.00
548 |  | LABOUR
548 | 0111 | Carpenter 1st class | day | 0.17 | 738.00 | 125.46
548 | 9999 | Sundries (screws, carriage etc.) | L.S. | 3.64 | 2.00 | 7.28
548 | TOTAL |  |  |  |  | 602.74 W
548 | Add 1 % Water charges on "W" |  |  |  |  | 6.03
548 | TOTAL |  |  |  |  | 608.77 X
548 |  | Add GST on "X" (multiplying factor
548 |  | 0.1405) 85.53
548 | TOTAL |  |  |  |  | 694.30 Y
548 | Add 15% CPOH on "Y" |  |  |  |  | 104.14
548 | TOTAL |  |  |  |  | 798.44 | Z
548 | Add Cess @ 1% on "Z" |  |  |  |  | 7.98
548 | Cost of 1 no |  |  |  |  | 806.43
548 | Say |  |  |  |  | 806.45
549 | 9.89 | Providing and fixing chromium plated brass night latch of approved quality including necessary screws etc. complete. Details of cost for one No MATERIAL
549 | 0583 | Chromium plated Brass Night latch | each | 1.00 | 500.00 | 500.00
549 |  | LABOUR
549 | 0111 | Carpenter 1st class | day | 0.17 | 738.00 | 125.46
549 | 9999 | Sundries (screws, carriage etc.) | L.S. | 3.64 | 2.00 | 7.28
549 | TOTAL |  |  |  |  | 632.74 W
549 | Add 1 % Water charges on "W" |  |  |  |  | 6.33
549 | TOTAL |  |  |  |  | 639.07 X
549 |  | Add GST on "X" (multiplying factor
549 |  | 0.1405) 89.79
549 | TOTAL |  |  |  |  | 728.86 Y
549 | Add 15% CPOH on "Y" |  |  |  |  | 109.33
549 | TOTAL |  |  |  |  | 838.18 | Z
549 | Add Cess @ 1% on "Z" |  |  |  |  | 8.38
549 | Cost of 1 no |  |  |  |  | 846.57
549 | Say |  |  |  |  | 846.55
549 | 9.90 | Providing and fixing special quality chromium plated brass cupboard locks with six levers of approved quality including necessary screws etc. complete.
549 | 9.90.1 | Size 40 mm Details of cost for one No MATERIAL
549 | 2468 | Nickled Chromium Brass cupboard lock 40 mm size | each | 1.00 | 60.00 | 60.00
549 |  | LABOUR
549 | 0111 | Carpenter 1st class | day | 0.17 | 738.00 | 125.46
549 | 9999 | Sundries & screws | L.S. | 3.64 | 2.00 | 7.28
549 | TOTAL |  |  |  |  | 192.74 W
549 | Add 1 % Water charges on "W" |  |  |  |  | 1.93
549 | TOTAL |  |  |  |  | 194.67 X
549 |  | Add GST on "X" (multiplying factor
549 |  | 0.1405) 27.35
549 | TOTAL |  |  |  |  | 222.02 Y
549 | Add 15% CPOH on "Y" |  |  |  |  | 33.30
549 | TOTAL |  |  |  |  | 255.32 | Z
549 | Add Cess @ 1% on "Z" |  |  |  |  | 2.55
549 | Cost of 1 no |  |  |  |  | 257.87
549 | Say |  |  |  |  | 257.85
549 | 9.90.2 | Size 50 mm Details of cost for one No MATERIAL
549 | 2469 | Nickled Chromium Brass cupboard lock 50 mm size | each | 1.00 | 70.00 | 70.00
550 |  | LABOUR
550 | 0111 | Carpenter 1st class | day | 0.17 | 738.00 | 125.46
550 | 9999 | Sundries & screws | L.S. | 3.64 | 2.00 | 7.28
550 | TOTAL |  |  |  |  | 202.74 W
550 | Add 1 % Water charges on "W" |  |  |  |  | 2.03
550 | TOTAL |  |  |  |  | 204.77 X
550 |  | Add GST on "X" (multiplying factor
550 |  | 0.1405) 28.77
550 | TOTAL |  |  |  |  | 233.54 Y
550 | Add 15% CPOH on "Y" |  |  |  |  | 35.03
550 | TOTAL |  |  |  |  | 268.57 | Z
550 | Add Cess @ 1% on "Z" |  |  |  |  | 2.69
550 | Cost of 1 no |  |  |  |  | 271.25
550 | Say |  |  |  |  | 271.25
550 | 9.90.3 | Size 65 mm Details of cost for one No MATERIAL
550 | 2470 | Nickled Chromium Brass cupboard lock 65 mm size | each | 1.00 | 95.00 | 95.00
550 |  | LABOUR
550 | 0111 | Carpenter 1st class | day | 0.17 | 738.00 | 125.46
550 | 9999 | Sundries & screws | L.S. | 3.64 | 2.00 | 7.28
550 | TOTAL |  |  |  |  | 227.74 W
550 | Add 1 % Water charges on "W" |  |  |  |  | 2.28
550 | TOTAL |  |  |  |  | 230.02 X
550 |  | Add GST on "X" (multiplying factor
550 |  | 0.1405) 32.32
550 | TOTAL |  |  |  |  | 262.33 Y
550 | Add 15% CPOH on "Y" |  |  |  |  | 39.35
550 | TOTAL |  |  |  |  | 301.69 | Z
550 | Add Cess @ 1% on "Z" |  |  |  |  | 3.02
550 | Cost of 1 no |  |  |  |  | 304.70
550 | Say |  |  |  |  | 304.70
550 | 9.90.4 | Size 75 mm Details of cost for one MATERIAL
550 | 2471 | Nickled Chromium Brass cupboard lock 75 mm size | each | 1.00 | 120.00 | 120.00
550 |  | LABOUR
550 | 0111 | Carpenter 1st class | day | 0.17 | 738.00 | 125.46
551 | 9999 | Sundries & screws | L.S. | 3.64 | 2.00 | 7.28
551 | TOTAL |  |  |  |  | 252.74 W
551 | Add 1 % Water charges on "W" |  |  |  |  | 2.53
551 | TOTAL |  |  |  |  | 255.27 X
551 |  | Add GST on "X" (multiplying factor
551 |  | 0.1405) 35.87
551 | TOTAL |  |  |  |  | 291.13 Y
551 | Add 15% CPOH on "Y" |  |  |  |  | 43.67
551 | TOTAL |  |  |  |  | 334.80 | Z
551 | Add Cess @ 1% on "Z" |  |  |  |  | 3.35
551 | Cost of 1 no |  |  |  |  | 338.15
551 | Say |  |  |  |  | 338.15
551 | 9.91 | Providing and fixing chromium plated brass 50 mm cupboard or wardrobe knobs with nuts complete. Details of cost for 10 nos. MATERIAL
551 | 0584 | Chromium plated Brass Wardrobe Knobe 50 mm | each | 10.00 | 80.00 | 800.00
551 | 9977 | Carriage of material | L.S. | 2.73 | 2.00 | 5.46
551 |  | LABOUR
551 | 0111 | Carpenter 1st class | day | 0.14 | 738.00 | 103.32
551 | TOTAL |  |  |  |  | 908.78 W
551 | Add 1 % Water charges on "W" |  |  |  |  | 9.09
551 | TOTAL |  |  |  |  | 917.87 X
551 |  | Add GST on "X" (multiplying factor
551 |  | 0.1405) 128.96
551 | TOTAL |  |  |  |  | 1046.83 Y
551 | Add 15% CPOH on "Y" |  |  |  |  | 157.02
551 | TOTAL |  |  |  |  | 1203.85 | Z
551 | Add Cess @ 1% on "Z" |  |  |  |  | 12.04
551 | Cost of 10 nos |  |  |  |  | 1215.89
551 | Cost of 1 no |  |  |  |  | 121.59
551 | Say |  |  |  |  | 121.60
551 | 9.92 | Providing and fixing chromium plated brass handles with necessary screws etc. complete:
551 | 9.92.1 | 125 mm Details of cost for 10 nos. MATERIAL
551 | 0555 | Chromium plated Brass handles 125 mm with plate 175 x32 mm | each | 10.00 | 160.00 | 1600.00
551 | 0452 | Brass screws 25 mm | 100 Nos | 0.40 | 100.00 | 40.00
551 | 9977 | Carriage of material | L.S. | 2.73 | 2.00 | 5.46
552 |  | LABOUR
552 | 0111 | Carpenter 1st class | day | 0.06 | 738.00 | 44.28
552 | TOTAL |  |  |  |  | 1689.74 W
552 | Add 1 % Water charges on "W" |  |  |  |  | 16.90
552 | TOTAL |  |  |  |  | 1706.64 X
552 |  | Add GST on "X" (multiplying factor
552 |  | 0.1405) 239.78
552 | TOTAL |  |  |  |  | 1946.42 Y
552 | Add 15% CPOH on "Y" |  |  |  |  | 291.96
552 | TOTAL |  |  |  |  | 2238.38 | Z
552 | Add Cess @ 1% on "Z" |  |  |  |  | 22.38
552 | Cost of 10 nos |  |  |  |  | 2260.77
552 | Cost of 1 no |  |  |  |  | 226.08
552 | Say |  |  |  |  | 226.10
552 | 9.92.2 | 100 mm Details of cost for 10 nos. MATERIAL
552 | 0556 | Chromium plated Brass handles 100 mm with plate 150 x 32 mm | each | 10.00 | 140.00 | 1400.00
552 | 0452 | Brass screws 25 mm | 100 Nos | 0.40 | 100.00 | 40.00
552 | 9977 | Carriage of material | L.S. | 0.91 | 2.00 | 1.82
552 |  | LABOUR
552 | 0111 | Carpenter 1st class | day | 0.06 | 738.00 | 44.28
552 | TOTAL |  |  |  |  | 1486.10 W
552 | Add 1 % Water charges on "W" |  |  |  |  | 14.86
552 | TOTAL |  |  |  |  | 1500.96 X
552 |  | Add GST on "X" (multiplying factor
552 |  | 0.1405) 210.89
552 | TOTAL |  |  |  |  | 1711.85 Y
552 | Add 15% CPOH on "Y" |  |  |  |  | 256.78
552 | TOTAL |  |  |  |  | 1968.62 | Z
552 | Add Cess @ 1% on "Z" |  |  |  |  | 19.69
552 | Cost of 10 nos |  |  |  |  | 1988.31
552 | Cost of 1 no |  |  |  |  | 198.83
552 | Say |  |  |  |  | 198.85
552 | 9.92.3 | 75 mm Details of cost for 10 nos. MATERIAL
552 | 0557 | Chromium plated Brass handles 75mm with plate 125x32 mm | each | 10.00 | 125.00 | 1250.00
552 | 0452 | Brass screws 25 mm | 100 Nos | 0.40 | 100.00 | 40.00
552 | 9977 | Carriage of material | L.S. | 0.91 | 2.00 | 1.82
553 |  | LABOUR
553 | 0111 | Carpenter 1st class | day | 0.06 | 738.00 | 44.28
553 | TOTAL |  |  |  |  | 1336.10 W
553 | Add 1 % Water charges on "W" |  |  |  |  | 13.36
553 | TOTAL |  |  |  |  | 1349.46 X
553 |  | Add GST on "X" (multiplying factor
553 |  | 0.1405) 189.60
553 | TOTAL |  |  |  |  | 1539.06 Y
553 | Add 15% CPOH on "Y" |  |  |  |  | 230.86
553 | TOTAL |  |  |  |  | 1769.92 | Z
553 | Add Cess @ 1% on "Z" |  |  |  |  | 17.70
553 | Cost of 10 nos |  |  |  |  | 1787.62
553 | Cost of 1 no |  |  |  |  | 178.76
553 | Say |  |  |  |  | 178.75
553 | 9.93 | Providing and fixing chromium plated brass casement window fastener with necessary screws etc. complete. Details of cost for 10 nos. MATERIAL
553 | 0568 | Chromium plated brass casement window fastner | each | 10.00 | 90.00 | 900.00
553 | 0588 | Chromium plated Brass screws 25 mm | 100 Nos | 0.40 | 180.00 | 72.00
553 | 9977 | Carriage of material | L.S. | 0.91 | 2.00 | 1.82
553 |  | LABOUR
553 | 0111 | Carpenter 1st class | day | 0.10 | 738.00 | 73.80
553 | TOTAL |  |  |  |  | 1047.62 W
553 | Add 1 % Water charges on "W" |  |  |  |  | 10.48
553 | TOTAL |  |  |  |  | 1058.10 X
553 |  | Add GST on "X" (multiplying factor
553 |  | 0.1405) 148.66
553 | TOTAL |  |  |  |  | 1206.76 Y
553 | Add 15% CPOH on "Y" |  |  |  |  | 181.01
553 | TOTAL |  |  |  |  | 1387.77 | Z
553 | Add Cess @ 1% on "Z" |  |  |  |  | 13.88
553 | Cost of 10 nos |  |  |  |  | 1401.65
553 | Cost of 1 no |  |  |  |  | 140.17
553 | Say |  |  |  |  | 140.15
553 | 9.94 | Providing and fixing chromium plated brass casement stays (straight peg type) with necessary screws etc. complete :
553 | 9.94.1 | 300 mm weighing not less than 330 gms Details of cost for 10 nos. MATERIAL
553 | 0569 | Chromium plated Brass casement stays (straight peg type ) 300 mm weighing not less than 0.33 kg | each | 10.00 | 140.00 | 1400.00
554 | 0588 | Chromium plated Brass screws 25 mm | 100 Nos | 0.40 | 180.00 | 72.00
554 | 9977 | Carriage of material | L.S. | 0.91 | 2.00 | 1.82
554 |  | LABOUR
554 | 0111 | Carpenter 1st class | day | 0.10 | 738.00 | 73.80
554 | TOTAL |  |  |  |  | 1547.62 W
554 | Add 1 % Water charges on "W" |  |  |  |  | 15.48
554 | TOTAL |  |  |  |  | 1563.10 X
554 |  | Add GST on "X" (multiplying factor
554 |  | 0.1405) 219.62
554 | TOTAL |  |  |  |  | 1782.71 Y
554 | Add 15% CPOH on "Y" |  |  |  |  | 267.41
554 | TOTAL |  |  |  |  | 2050.12 | Z
554 | Add Cess @ 1% on "Z" |  |  |  |  | 20.50
554 | Cost of 10 nos |  |  |  |  | 2070.62
554 | Cost of 1 no |  |  |  |  | 207.06
554 | Say |  |  |  |  | 207.05
554 | 9.94.2 | 250 mm weighing not less than 280 gms Details of cost for 10 nos. MATERIAL
554 | 0570 | Chromium plated Brass casement stays (straight peg type ) 250 mm weighing not less than 0.28 kg | each | 10.00 | 120.00 | 1200.00
554 | 0588 | Chromium plated Brass screws 25 mm | 100 Nos | 0.40 | 180.00 | 72.00
554 | 9977 | Carriage of material | L.S. | 0.91 | 2.00 | 1.82
554 |  | LABOUR
554 | 0111 | Carpenter 1st class | day | 0.10 | 738.00 | 73.80
554 | TOTAL |  |  |  |  | 1347.62 W
554 | Add 1 % Water charges on "W" |  |  |  |  | 13.48
554 | TOTAL |  |  |  |  | 1361.10 X
554 |  | Add GST on "X" (multiplying factor
554 |  | 0.1405) 191.23
554 | TOTAL |  |  |  |  | 1552.33 Y
554 | Add 15% CPOH on "Y" |  |  |  |  | 232.85
554 | TOTAL |  |  |  |  | 1785.18 | Z
554 | Add Cess @ 1% on "Z" |  |  |  |  | 17.85
554 | Cost of 10 nos |  |  |  |  | 1803.03
554 | Cost of 1 no |  |  |  |  | 180.30
554 | Say |  |  |  |  | 180.30
554 | 9.94.3 | 200 mm weighing not less than 240 gms Details of cost for 10 nos. MATERIAL
554 | 0571 | Chromium plated Brass casement stays (straight peg type ) 200 mm weighing not less than 0.24 kg | each | 10.00 | 100.00 | 1000.00
555 | 0588 | Chromium plated Brass screws 25 mm | 100 Nos | 0.40 | 180.00 | 72.00
555 | 9977 | Carriage of material | L.S. | 0.91 | 2.00 | 1.82
555 |  | LABOUR
555 | 0111 | Carpenter 1st class | day | 0.10 | 738.00 | 73.80
555 | TOTAL |  |  |  |  | 1147.62 W
555 | Add 1 % Water charges on "W" |  |  |  |  | 11.48
555 | TOTAL |  |  |  |  | 1159.10 X
555 |  | Add GST on "X" (multiplying factor
555 |  | 0.1405) 162.85
555 | TOTAL |  |  |  |  | 1321.95 Y
555 | Add 15% CPOH on "Y" |  |  |  |  | 198.29
555 | TOTAL |  |  |  |  | 1520.24 | Z
555 | Add Cess @ 1% on "Z" |  |  |  |  | 15.20
555 | Cost of 10 nos |  |  |  |  | 1535.44
555 | Cost of 1 no |  |  |  |  | 153.54
555 | Say |  |  |  |  | 153.55
555 | 9.95 | Providing and fixing ISI marked aluminium butt hinges anodised (anodic coating not less than grade AC 10 as per IS: 1868) transparent or dyed to required colour or shade with necessary screws etc. complete:
555 | 9.95.1 | 125x75x4 mm Details of cost for 10 nos. MATERIAL
555 | 0687 | Anodised Aluminium butt hinges 125x75x4 mm | 10 Nos | 1.00 | 560.00 | 560.00
555 | 0585 | Chromium plated Brass screws 50 mm | 100 Nos | 1.00 | 300.00 | 300.00
555 | 9977 | Carriage of materials | L.S. | 3.64 | 2.00 | 7.28
555 |  | LABOUR
555 | 0111 | Carpenter 1st class | day | 0.14 | 738.00 | 103.32
555 | 0114 | Beldar | day | 0.09 | 558.00 | 50.22
555 | TOTAL |  |  |  |  | 1020.82 W
555 | Add 1 % Water charges on "W" |  |  |  |  | 10.21
555 | TOTAL |  |  |  |  | 1031.03 X
555 |  | Add GST on "X" (multiplying factor
555 |  | 0.1405) 144.86
555 | TOTAL |  |  |  |  | 1175.89 Y
555 | Add 15% CPOH on "Y" |  |  |  |  | 176.38
555 | TOTAL |  |  |  |  | 1352.27 | Z
555 | Add Cess @ 1% on "Z" |  |  |  |  | 13.52
555 | Cost of 10 nos. |  |  |  |  | 1365.79
555 | Cost of 1 no. |  |  |  |  | 136.58
555 | Say |  |  |  |  | 136.60
556 | 9.95.2 | 125x63x4 mm Details of cost for 10 nos. MATERIAL
556 | 0688 | Anodised Aluminium butt hinges 125x63x4 mm | 10 Nos | 1.00 | 393.00 | 393.00
556 | 0585 | Chromium plated Brass screws 50 mm | 100 Nos | 1.00 | 300.00 | 300.00
556 | 9977 | Carriage of materials | L.S. | 3.64 | 2.00 | 7.28
556 |  | LABOUR
556 | 0111 | Carpenter 1st class | day | 0.14 | 738.00 | 103.32
556 | 0114 | Beldar | day | 0.09 | 558.00 | 50.22
556 | TOTAL |  |  |  |  | 853.82 W
556 | Add 1 % Water charges on "W" |  |  |  |  | 8.54
556 | TOTAL |  |  |  |  | 862.36 X
556 |  | Add GST on "X" (multiplying factor
556 |  | 0.1405) 121.16
556 | TOTAL |  |  |  |  | 983.52 Y
556 | Add 15% CPOH on "Y" |  |  |  |  | 147.53
556 | TOTAL |  |  |  |  | 1131.05 | Z
556 | Add Cess @ 1% on "Z" |  |  |  |  | 11.31
556 | Cost of 10 nos. |  |  |  |  | 1142.36
556 | Cost of 1 no. |  |  |  |  | 114.24
556 | Say |  |  |  |  | 114.25
556 | 9.95.3 | 100x75x4 mm Details of cost for 10 nos. MATERIAL
556 | 0689 | Anodised Aluminium butt hinges 100x75x4 mm | 10 Nos | 1.00 | 393.00 | 393.00
556 | 0586 | Chromium plated Brass screws 40 mm | 100 Nos | 0.80 | 290.00 | 232.00
556 | 9977 | Carriage of materials | L.S. | 2.73 | 2.00 | 5.46
556 |  | LABOUR
556 | 0111 | Carpenter 1st class | day | 0.14 | 738.00 | 103.32
556 | 0114 | Beldar | day | 0.09 | 558.00 | 50.22
556 | TOTAL |  |  |  |  | 784.00 W
556 | Add 1 % Water charges on "W" |  |  |  |  | 7.84
556 | TOTAL |  |  |  |  | 791.84 X
556 |  | Add GST on "X" (multiplying factor
556 |  | 0.1405) 111.25
556 | TOTAL |  |  |  |  | 903.09 Y
556 | Add 15% CPOH on "Y" |  |  |  |  | 135.46
556 | TOTAL |  |  |  |  | 1038.56 | Z
556 | Add Cess @ 1% on "Z" |  |  |  |  | 10.39
556 | Cost of 10 nos. |  |  |  |  | 1048.94
556 | Cost of 1 no. |  |  |  |  | 104.89
556 | Say |  |  |  |  | 104.90
557 | 9.95.4 | 100x63x4 mm Details of cost for 10 nos. MATERIAL
557 | 0691 | Anodised Aluminium butt hinges 100x63x4 mm | 10 Nos | 1.00 | 324.00 | 324.00
557 | 0586 | Chromium plated Brass screws 40 mm | 100 Nos | 0.80 | 290.00 | 232.00
557 | 9977 | Carriage of materials | L.S. | 2.73 | 2.00 | 5.46
557 |  | LABOUR
557 | 0111 | Carpenter 1st class | day | 0.14 | 738.00 | 103.32
557 | 0114 | Beldar | day | 0.09 | 558.00 | 50.22
557 | TOTAL |  |  |  |  | 715.00 W
557 | Add 1 % Water charges on "W" |  |  |  |  | 7.15
557 | TOTAL |  |  |  |  | 722.15 X
557 |  | Add GST on "X" (multiplying factor
557 |  | 0.1405) 101.46
557 | TOTAL |  |  |  |  | 823.61 Y
557 | Add 15% CPOH on "Y" |  |  |  |  | 123.54
557 | TOTAL |  |  |  |  | 947.15 | Z
557 | Add Cess @ 1% on "Z" |  |  |  |  | 9.47
557 | Cost of 10 nos. |  |  |  |  | 956.63
557 | Cost of 1 no. |  |  |  |  | 95.66
557 | Say |  |  |  |  | 95.65
557 | 9.95.5 | 100x63x3.2 mm Details of cost for 10 nos. MATERIAL
557 | 0690 | Anodised Aluminium butt hinges 100x63x3.2 mm | 10 Nos | 1.00 | 270.00 | 270.00
557 | 0586 | Chromium plated Brass screws 40 mm | 100 Nos | 0.80 | 290.00 | 232.00
557 | 9977 | Carriage of materials | L.S. | 2.73 | 2.00 | 5.46
557 |  | LABOUR
557 | 0111 | Carpenter 1st class | day | 0.14 | 738.00 | 103.32
557 | 0114 | Beldar | day | 0.09 | 558.00 | 50.22
557 | TOTAL |  |  |  |  | 661.00 W
557 | Add 1 % Water charges on "W" |  |  |  |  | 6.61
557 | TOTAL |  |  |  |  | 667.61 X
557 |  | Add GST on "X" (multiplying factor
557 |  | 0.1405) 93.80
557 | TOTAL |  |  |  |  | 761.41 Y
557 | Add 15% CPOH on "Y" |  |  |  |  | 114.21
557 | TOTAL |  |  |  |  | 875.62 | Z
557 | Add Cess @ 1% on "Z" |  |  |  |  | 8.76
557 | Cost of 10 nos. |  |  |  |  | 884.38
557 | Cost of 1 no. |  |  |  |  | 88.44
557 | Say |  |  |  |  | 88.45
558 | 9.95.6 | 75x63x4 mm Details of cost for 10 nos. MATERIAL
558 | 0692 | Anodised Aluminium butt hinges 75x63x4 mm | 10 Nos | 1.00 | 275.00 | 275.00
558 | 0587 | Chromium plated Brass screws 30 mm | 100 Nos | 0.60 | 240.00 | 144.00
558 | 9977 | Carriage of materials | L.S. | 1.82 | 2.00 | 3.64
558 |  | LABOUR
558 | 0111 | Carpenter 1st class | day | 0.14 | 738.00 | 103.32
558 | 0114 | Beldar | day | 0.09 | 558.00 | 50.22
558 | TOTAL |  |  |  |  | 576.18 W
558 | Add 1 % Water charges on "W" |  |  |  |  | 5.76
558 | TOTAL |  |  |  |  | 581.94 X
558 |  | Add GST on "X" (multiplying factor
558 |  | 0.1405) 81.76
558 | TOTAL |  |  |  |  | 663.70 Y
558 | Add 15% CPOH on "Y" |  |  |  |  | 99.56
558 | TOTAL |  |  |  |  | 763.26 | Z
558 | Add Cess @ 1% on "Z" |  |  |  |  | 7.63
558 | Cost of 10 nos. |  |  |  |  | 770.89
558 | Cost of 1 no. |  |  |  |  | 77.09
558 | Say |  |  |  |  | 77.10
558 | 9.95.7 | 75x63x3.2 mm Details of cost for 10 nos. MATERIAL
558 | 0693 | Anodised Aluminium butt hinges 75x63x3.2 mm | 10 Nos | 1.00 | 226.00 | 226.00
558 | 0587 | Chromium plated Brass screws 30 mm | 100 Nos | 0.60 | 240.00 | 144.00
558 | 9977 | Carriage of materials | L.S. | 1.82 | 2.00 | 3.64
558 |  | LABOUR
558 | 0111 | Carpenter 1st class | day | 0.14 | 738.00 | 103.32
558 | 0114 | Beldar | day | 0.09 | 558.00 | 50.22
558 | TOTAL |  |  |  |  | 527.18 W
558 | Add 1 % Water charges on "W" |  |  |  |  | 5.27
558 | TOTAL |  |  |  |  | 532.45 X
558 |  | Add GST on "X" (multiplying factor
558 |  | 0.1405) 74.81
558 | TOTAL |  |  |  |  | 607.26 Y
558 | Add 15% CPOH on "Y" |  |  |  |  | 91.09
558 | TOTAL |  |  |  |  | 698.35 | Z
558 | Add Cess @ 1% on "Z" |  |  |  |  | 6.98
558 | Cost of 10 nos. |  |  |  |  | 705.33
558 | Cost of 1 no. |  |  |  |  | 70.53
558 | Say |  |  |  |  | 70.55
559 | 9.95.8 | 75x45x3.2 mm Details of cost for 10 nos. MATERIAL
559 | 0694 | Anodised Aluminium butt hinges 75x45x3.2 mm | 10 Nos | 1.00 | 196.00 | 196.00
559 | 0587 | Chromium plated Brass screws 30 mm | 100 Nos | 0.60 | 240.00 | 144.00
559 | 9977 | Carriage of materials | L.S. | 1.82 | 2.00 | 3.64
559 |  | LABOUR
559 | 0111 | Carpenter 1st class | day | 0.14 | 738.00 | 103.32
559 | 0114 | Beldar | day | 0.09 | 558.00 | 50.22
559 | TOTAL |  |  |  |  | 497.18 W
559 | Add 1 % Water charges on "W" |  |  |  |  | 4.97
559 | TOTAL |  |  |  |  | 502.15 X
559 |  | Add GST on "X" (multiplying factor
559 |  | 0.1405) 70.55
559 | TOTAL |  |  |  |  | 572.70 Y
559 | Add 15% CPOH on "Y" |  |  |  |  | 85.91
559 | TOTAL |  |  |  |  | 658.61 | Z
559 | Add Cess @ 1% on "Z" |  |  |  |  | 6.59
559 | Cost of 10 nos. |  |  |  |  | 665.20
559 | Cost of 1 no. |  |  |  |  | 66.52
559 | Say |  |  |  |  | 66.50
559 | 9.96 | Providing and fixing aluminium sliding door bolts, ISI marked anodised (anodic coating not less than grade AC 10 as per IS : 1868), transparent or dyed to required colour or shade, with nuts and screws etc. complete :
559 | 9.96.1 | 300x16 mm Details of cost for 10 nos. MATERIAL
559 | 0696 | Anodised Aluminium sliding door bolt 300x16 mm | each | 10.00 | 147.00 | 1470.00
559 | 0588 | Chromium plated Brass screws 25 mm | 100 Nos | 0.40 | 180.00 | 72.00
559 | 9977 | Carriage of materials | L.S. | 5.46 | 2.00 | 10.92
559 |  | LABOUR
559 | 0111 | Carpenter 1st class | day | 0.50 | 738.00 | 369.00
559 | TOTAL |  |  |  |  | 1921.92 W
559 | Add 1 % Water charges on "W" |  |  |  |  | 19.22
559 | TOTAL |  |  |  |  | 1941.14 X
559 |  | Add GST on "X" (multiplying factor
559 |  | 0.1405) 272.73
559 | TOTAL |  |  |  |  | 2213.87 Y
559 | Add 15% CPOH on "Y" |  |  |  |  | 332.08
559 | TOTAL |  |  |  |  | 2545.95 | Z
559 | Add Cess @ 1% on "Z" |  |  |  |  | 25.46
559 | Cost of 10 nos |  |  |  |  | 2571.41
559 | Cost of 1 no |  |  |  |  | 257.14
559 | Say |  |  |  |  | 257.15
560 | 9.96.2 | 250x16 mm Details of cost for 10 nos. MATERIAL
560 | 0697 | Anodised Aluminium sliding door bolt 250x16 mm | each | 10.00 | 128.00 | 1280.00
560 | 0588 | Chromium plated Brass screws 25 mm | 100 Nos | 0.40 | 180.00 | 72.00
560 | 9977 | Carriage of materials | L.S. | 5.46 | 2.00 | 10.92
560 |  | LABOUR
560 | 0111 | Carpenter 1st class | day | 0.50 | 738.00 | 369.00
560 | TOTAL |  |  |  |  | 1731.92 W
560 | Add 1 % Water charges on "W" |  |  |  |  | 17.32
560 | TOTAL |  |  |  |  | 1749.24 X
560 |  | Add GST on "X" (multiplying factor
560 |  | 0.1405) 245.77
560 | TOTAL |  |  |  |  | 1995.01 Y
560 | Add 15% CPOH on "Y" |  |  |  |  | 299.25
560 | TOTAL |  |  |  |  | 2294.26 | Z
560 | Add Cess @ 1% on "Z" |  |  |  |  | 22.94
560 | Cost of 10 nos |  |  |  |  | 2317.20
560 | Cost of 1 no |  |  |  |  | 231.72
560 | Say |  |  |  |  | 231.70
560 | 9.97 | Providing and fixing aluminium tower bolts, ISI marked, anodised (anodic coating not less than grade AC 10 as per IS : 1868 ) transparent or dyed to required colour or shade, with necessary screws etc. complete :
560 | 9.97.1 | 300x10 mm Details of cost for 10 nos. MATERIAL
560 | 0698 | Anodised Aluminium tower bolt (barrel type)300x10 mm | 10 Nos | 1.00 | 580.00 | 580.00
560 | 0587 | Chromium plated Brass screws 30 mm | 100 Nos | 0.80 | 240.00 | 192.00
560 | 9977 | Carriage of materials | L.S. | 4.42 | 2.00 | 8.84
560 |  | LABOUR
560 | 0111 | Carpenter 1st class | day | 0.125 | 738.00 | 92.25
560 | TOTAL |  |  |  |  | 873.09 W
560 | Add 1 % Water charges on "W" |  |  |  |  | 8.73
560 | TOTAL |  |  |  |  | 881.82 X
560 |  | Add GST on "X" (multiplying factor
560 |  | 0.1405) 123.90
560 | TOTAL |  |  |  |  | 1005.72 Y
560 | Add 15% CPOH on "Y" |  |  |  |  | 150.86
560 | TOTAL |  |  |  |  | 1156.57 | Z
560 | Add Cess @ 1% on "Z" |  |  |  |  | 11.57
560 | Cost of 10 nos |  |  |  |  | 1168.14
560 | Cost of 1 no |  |  |  |  | 116.81
560 | Say |  |  |  |  | 116.80
561 | 9.97.2 | 250x10 mm Details of cost for 10 nos. MATERIAL
561 | 0699 | Anodised Aluminium tower bolt (barrel type)250x10 mm | 10 Nos | 1.00 | 481.00 | 481.00
561 | 0587 | Chromium plated Brass screws 30 mm | 100 Nos | 0.80 | 240.00 | 192.00
561 | 9977 | Carriage of materials | L.S. | 4.42 | 2.00 | 8.84
561 |  | LABOUR
561 | 0111 | Carpenter 1st class | day | 0.125 | 738.00 | 92.25
561 | TOTAL |  |  |  |  | 774.09 W
561 | Add 1 % Water charges on "W" |  |  |  |  | 7.74
561 | TOTAL |  |  |  |  | 781.83 X
561 |  | Add GST on "X" (multiplying factor
561 |  | 0.1405) 109.85
561 | TOTAL |  |  |  |  | 891.68 Y
561 | Add 15% CPOH on "Y" |  |  |  |  | 133.75
561 | TOTAL |  |  |  |  | 1025.43 | Z
561 | Add Cess @ 1% on "Z" |  |  |  |  | 10.25
561 | Cost of 10 nos |  |  |  |  | 1035.68
561 | Cost of 1 no |  |  |  |  | 103.57
561 | Say |  |  |  |  | 103.55
561 | 9.97.3 | 200x10 mm Details of cost for 10 nos. MATERIAL
561 | 0700 | Anodised Aluminium tower bolt (barrel type) 200x10 mm | 10 Nos | 1.00 | 383.00 | 383.00
561 | 0587 | Chromium plated Brass screws 30 mm | 100 Nos | 0.80 | 240.00 | 192.00
561 | 9977 | Carriage of materials | L.S. | 2.73 | 2.00 | 5.46
561 |  | LABOUR
561 | 0111 | Carpenter 1st class | day | 0.125 | 738.00 | 92.25
561 | TOTAL |  |  |  |  | 672.71 W
561 | Add 1 % Water charges on "W" |  |  |  |  | 6.73
561 | TOTAL |  |  |  |  | 679.44 X
561 |  | Add GST on "X" (multiplying factor
561 |  | 0.1405) 95.46
561 | TOTAL |  |  |  |  | 774.90 Y
561 | Add 15% CPOH on "Y" |  |  |  |  | 116.23
561 | TOTAL |  |  |  |  | 891.13 | Z
561 | Add Cess @ 1% on "Z" |  |  |  |  | 8.91
561 | Cost of 10 nos |  |  |  |  | 900.04
561 | Cost of 1 no |  |  |  |  | 90.00
561 | Say |  |  |  |  | 90.00
562 | 9.97.4 | 150x10 mm Details of cost for 10 nos. MATERIAL
562 | 0701 | Anodised Aluminium tower bolt (barrel type)150x10 mm | 10 Nos | 1.00 | 304.00 | 304.00
562 | 0587 | Chromium plated Brass screws 30 mm | 100 Nos | 0.80 | 240.00 | 192.00
562 | 9977 | Carriage of materials | L.S. | 2.73 | 2.00 | 5.46
562 |  | LABOUR
562 | 0111 | Carpenter 1st class | day | 0.08 | 738.00 | 59.04
562 | TOTAL |  |  |  |  | 560.50 W
562 | Add 1 % Water charges on "W" |  |  |  |  | 5.61
562 | TOTAL |  |  |  |  | 566.11 X
562 |  | Add GST on "X" (multiplying factor
562 |  | 0.1405) 79.54
562 | TOTAL |  |  |  |  | 645.64 Y
562 | Add 15% CPOH on "Y" |  |  |  |  | 96.85
562 | TOTAL |  |  |  |  | 742.49 | Z
562 | Add Cess @ 1% on "Z" |  |  |  |  | 7.42
562 | Cost of 10 nos |  |  |  |  | 749.91
562 | Cost of 1 no |  |  |  |  | 74.99
562 | Say |  |  |  |  | 75.00
562 | 9.97.5 | 100x10 mm Details of cost for 10 nos. MATERIAL
562 | 0702 | Anodised Aluminium tower bolt (barrel type)100x10 mm | 10 Nos | 1.00 | 226.00 | 226.00
562 | 0587 | Chromium plated Brass screws 30 mm | 100 Nos | 0.60 | 240.00 | 144.00
562 | 9977 | Carriage of materials | L.S. | 2.73 | 2.00 | 5.46
562 |  | LABOUR
562 | 0111 | Carpenter 1st class | day | 0.08 | 738.00 | 59.04
562 | TOTAL |  |  |  |  | 434.50 W
562 | Add 1 % Water charges on "W" |  |  |  |  | 4.35
562 | TOTAL |  |  |  |  | 438.85 X
562 |  | Add GST on "X" (multiplying factor
562 |  | 0.1405) 61.66
562 | TOTAL |  |  |  |  | 500.50 Y
562 | Add 15% CPOH on "Y" |  |  |  |  | 75.08
562 | TOTAL |  |  |  |  | 575.58 | Z
562 | Add Cess @ 1% on "Z" |  |  |  |  | 5.76
562 | Cost of 10 nos |  |  |  |  | 581.33
562 | Cost of 1 no |  |  |  |  | 58.13
562 | Say |  |  |  |  | 58.15
563 | 9.98 | Providing and fixing aluminium pull bolt lock, ISI marked, anodised (anodic coating not less than grade AC 10 as per IS : 1868) transparent or dyed to required colour and shade, with necessary screws bolts, nut and washers etc. complete. Details of cost for 10 pull bolt lock MATERIAL
563 | 2464 | Anodised Aluminium pull bolt lock (locking bolt) of size 85 mmx42 mm with screws,bolts,nuts and washers complete | each | 10.00 | 46.00 | 460.00
563 | 9977 | Carriage of materials | L.S. | 6.37 | 2.00 | 12.74
563 |  | LABOUR
563 | 0112 | Carpenter 2nd class | day | 0.25 | 679.00 | 169.75
563 | TOTAL |  |  |  |  | 642.49 W
563 | Add 1 % Water charges on "W" |  |  |  |  | 6.42
563 | TOTAL |  |  |  |  | 648.91 X
563 |  | Add GST on "X" (multiplying factor
563 |  | 0.1405) 91.17
563 | TOTAL |  |  |  |  | 740.09 Y
563 | Add 15% CPOH on "Y" |  |  |  |  | 111.01
563 | TOTAL |  |  |  |  | 851.10 | Z
563 | Add Cess @ 1% on "Z" |  |  |  |  | 8.51
563 | Cost of 10 nos |  |  |  |  | 859.61
563 | Cost of 1 no |  |  |  |  | 85.96
563 | Say |  |  |  |  | 85.95
563 | 9.99 | Providing and fixing 50 cm long aluminium kicking plate of size 100x3.15 mm, anodised (anodic coating not less than grade AC 10 as per IS : 1868) transparent or dyed to required colour or shade, with necessary screws etc. complete. Details of cost for 10 nos. MATERIAL
563 | 0706 | Anodised Aluminium kicking plate 50 cm long100x3.15 mm | each | 10.00 | 142.00 | 1420.00
563 | 0588 | Chromium plated Brass screws 25 mm | 100 Nos | 0.40 | 180.00 | 72.00
563 | 9977 | Carriage of materials | L.S. | 5.46 | 2.00 | 10.92
563 |  | LABOUR
563 | 0111 | Carpenter 1st class | day | 0.07 | 738.00 | 51.66
563 | 0114 | Beldar | day | 0.05 | 558.00 | 27.90
563 | TOTAL |  |  |  |  | 1582.48 W
563 | Add 1 % Water charges on "W" |  |  |  |  | 15.82
563 | TOTAL |  |  |  |  | 1598.30 X
563 |  | Add GST on "X" (multiplying factor
563 |  | 0.1405) 224.56
563 | TOTAL |  |  |  |  | 1822.87 Y
563 | Add 15% CPOH on "Y" |  |  |  |  | 273.43
563 | TOTAL |  |  |  |  | 2096.30 | Z
563 | Add Cess @ 1% on "Z" |  |  |  |  | 20.96
563 | Cost of 10 nos |  |  |  |  | 2117.26
563 | Cost of 1 no |  |  |  |  | 211.73
563 | Say |  |  |  |  | 211.75
564 | 9.100 | Providing and fixing aluminium handles, ISI marked, anodised (anodic coating not less than grade AC 10 as per IS : 1868) transparent or dyed to required colour or shade, with necessary screws etc. complete :
564 | 9.100.1 | 125 mm Details of cost for 10 nos. MATERIAL
564 | 0703 | Anodised Aluminium handles 125 mm with plate 175 x 32 mm | 10 Nos | 1.00 | 324.00 | 324.00
564 | 0588 | Chromium plated Brass screws 25 mm | 100 Nos | 0.40 | 180.00 | 72.00
564 | 9977 | Carriage of materials | L.S. | 2.73 | 2.00 | 5.46
564 |  | LABOUR
564 | 0111 | Carpenter 1st class | day | 0.06 | 738.00 | 44.28
564 | TOTAL |  |  |  |  | 445.74 W
564 | Add 1 % Water charges on "W" |  |  |  |  | 4.46
564 | TOTAL |  |  |  |  | 450.20 X
564 |  | Add GST on "X" (multiplying factor
564 |  | 0.1405) 63.25
564 | TOTAL |  |  |  |  | 513.45 Y
564 | Add 15% CPOH on "Y" |  |  |  |  | 77.02
564 | TOTAL |  |  |  |  | 590.47 | Z
564 | Add Cess @ 1% on "Z" |  |  |  |  | 5.90
564 | Cost of 10 nos |  |  |  |  | 596.37
564 | Cost of 1 no |  |  |  |  | 59.64
564 | Say |  |  |  |  | 59.65
564 | 9.100.2 | 100 mm Details of cost for 10 nos. MATERIAL
564 | 0704 | Anodised Aluminium handles 100 mm with plate 150 x 32 mm | 10 Nos | 1.00 | 275.00 | 275.00
564 | 0588 | Chromium plated Brass screws 25 mm | 100 Nos | 0.40 | 180.00 | 72.00
564 | 9977 | Carriage of materials | L.S. | 1.82 | 2.00 | 3.64
564 |  | LABOUR
564 | 0111 | Carpenter 1st class | day | 0.06 | 738.00 | 44.28
564 | TOTAL |  |  |  |  | 394.92 W
564 | Add 1 % Water charges on "W" |  |  |  |  | 3.95
564 | TOTAL |  |  |  |  | 398.87 X
564 |  | Add GST on "X" (multiplying factor
564 |  | 0.1405) 56.04
564 | TOTAL |  |  |  |  | 454.91 Y
564 | Add 15% CPOH on "Y" |  |  |  |  | 68.24
564 | TOTAL |  |  |  |  | 523.15 | Z
564 | Add Cess @ 1% on "Z" |  |  |  |  | 5.23
564 | Cost of 10 nos |  |  |  |  | 528.38
564 | Cost of 1 no |  |  |  |  | 52.84
564 | Say |  |  |  |  | 52.85
565 | 9.100.3 | 75 mm Details of cost for 10 nos. MATERIAL
565 | 0705 | Anodised Aluminium handles 75mm with plate 125 x 32 mm | 10 Nos | 1.00 | 231.00 | 231.00
565 | 0589 | Chromium plated Brass screws 20 mm | 100 Nos | 0.40 | 160.00 | 64.00
565 | 9977 | Carriage of materials | L.S. | 1.82 | 2.00 | 3.64
565 |  | LABOUR
565 | 0111 | Carpenter 1st class | day | 0.06 | 738.00 | 44.28
565 | TOTAL |  |  |  |  | 342.92 W
565 | Add 1 % Water charges on "W" |  |  |  |  | 3.43
565 | TOTAL |  |  |  |  | 346.35 X
565 |  | Add GST on "X" (multiplying factor
565 |  | 0.1405) 48.66
565 | TOTAL |  |  |  |  | 395.01 Y
565 | Add 15% CPOH on "Y" |  |  |  |  | 59.25
565 | TOTAL |  |  |  |  | 454.26 | Z
565 | Add Cess @ 1% on "Z" |  |  |  |  | 4.54
565 | Cost of 10 nos |  |  |  |  | 458.81
565 | Cost of 1 no |  |  |  |  | 45.88
565 | Say |  |  |  |  | 45.90
565 | 9.101 | Providing and fixing aluminium hanging floor door stopper, ISI marked, anodised (anodic coating not less than grade AC 10 as per IS : 1868) transparent or dyed to required colour and shade, with necessary screws etc. complete.
565 | 9.101.1 | Single rubber stopper Details of cost for 10 nos. MATERIAL
565 | 2459 | Anodised Aluminium hanging type door stopper | each | 10.00 | 19.00 | 190.00
565 | 0588 | Chromium plated Brass screws 25 mm | 100 Nos | 0.20 | 180.00 | 36.00
565 | 9977 | Carriage of materials | L.S. | 2.73 | 2.00 | 5.46
565 |  | LABOUR
565 | 0111 | Carpenter 1st class | day | 0.03 | 738.00 | 22.14
565 | TOTAL |  |  |  |  | 253.60 W
565 | Add 1 % Water charges on "W" |  |  |  |  | 2.54
565 | TOTAL |  |  |  |  | 256.14 X
565 |  | Add GST on "X" (multiplying factor
565 |  | 0.1405) 35.99
565 | TOTAL |  |  |  |  | 292.12 Y
565 | Add 15% CPOH on "Y" |  |  |  |  | 43.82
565 | TOTAL |  |  |  |  | 335.94 | Z
565 | Add Cess @ 1% on "Z" |  |  |  |  | 3.36
565 | Cost of 10 nos |  |  |  |  | 339.30
565 | Cost of 1 no |  |  |  |  | 33.93
565 | Say |  |  |  |  | 33.95
566 | 9.101.2 | Twin rubber stopper Details of cost for 10 nos. MATERIAL
566 | 7059 | Aluminium hanging floor door stopper with twin rubber & stopper | each | 10.00 | 40.00 | 400.00
566 | 0588 | Chromium plated Brass screws 25 mm | 100 Nos | 0.20 | 180.00 | 36.00
566 | 9977 | Carriage of materials | L.S. | 2.73 | 2.00 | 5.46
566 |  | LABOUR
566 | 0111 | Carpenter 1st class | day | 0.03 | 738.00 | 22.14
566 | TOTAL |  |  |  |  | 463.60 W
566 | Add 1 % Water charges on "W" |  |  |  |  | 4.64
566 | TOTAL |  |  |  |  | 468.24 X
566 |  | Add GST on "X" (multiplying factor
566 |  | 0.1405) 65.79
566 | TOTAL |  |  |  |  | 534.02 Y
566 | Add 15% CPOH on "Y" |  |  |  |  | 80.10
566 | TOTAL |  |  |  |  | 614.13 | Z
566 | Add Cess @ 1% on "Z" |  |  |  |  | 6.14
566 | Cost of 10 nos |  |  |  |  | 620.27
566 | Cost of 1 no |  |  |  |  | 62.03
566 | Say |  |  |  |  | 62.05
566 | 9.102 | Providing and fixing aluminium casement stays, ISI marked, anodised (anodic coating not less than grade AC 10 as per IS : 1868) transparent or dyed to required colour and shade, with necessary screws etc. complete. Details of cost for 10 nos. MATERIAL
566 | 2465 | Anodised Aluminium Casement stay 250 mm | each | 10.00 | 32.00 | 320.00
566 | 0588 | Chromium plated Brass screws 25 mm | 100 Nos | 0.40 | 180.00 | 72.00
566 | 9977 | Carriage of materials | L.S. | 0.91 | 2.00 | 1.82
566 |  | LABOUR
566 | 0111 | Carpenter 1st class | day | 0.10 | 738.00 | 73.80
566 | TOTAL |  |  |  |  | 467.62 W
566 | Add 1 % Water charges on "W" |  |  |  |  | 4.68
566 | TOTAL |  |  |  |  | 472.30 X
566 |  | Add GST on "X" (multiplying factor
566 |  | 0.1405) 66.36
566 | TOTAL |  |  |  |  | 538.65 Y
566 | Add 15% CPOH on "Y" |  |  |  |  | 80.80
566 | TOTAL |  |  |  |  | 619.45 | Z
566 | Add Cess @ 1% on "Z" |  |  |  |  | 6.19
566 | Cost of 10 nos |  |  |  |  | 625.65
566 | Cost of 1 no |  |  |  |  | 62.56
566 | Say |  |  |  |  | 62.55
567 | 9.103 | Providing and fixing bright finished brass 100 mm mortice latch and lock, ISI marked, with six levers and a pair of anodised (anodic coating not less than grade AC 10 as per IS : 1868) aluminium lever handles of approved quality with necessary screws etc. complete. Details of cost for 1 lock MATERIAL
567 | 7001 | Brass 100mm mortice latch and lock with 6 levers without pair of handles | each | 1.00 | 210.00 | 210.00
567 | 7003 | Pair of Anodised Aluminium lever handles for 100mm mortice latch and lock | each | 1.00 | 215.00 | 215.00
567 |  | LABOUR
567 | 0111 | Carpenter 1st class | day | 0.17 | 738.00 | 125.46
567 | 9988 | Sundries including carriage of materials | L.S. | 4.55 | 2.00 | 9.10
567 | TOTAL |  |  |  |  | 559.56 W
567 | Add 1 % Water charges on "W" |  |  |  |  | 5.60
567 | TOTAL |  |  |  |  | 565.16 X
567 |  | Add GST on "X" (multiplying factor
567 |  | 0.1405) 79.40
567 | TOTAL |  |  |  |  | 644.56 Y
567 | Add 15% CPOH on "Y" |  |  |  |  | 96.68
567 | TOTAL |  |  |  |  | 741.24 | Z
567 | Add Cess @ 1% on "Z" |  |  |  |  | 7.41
567 | Cost of 1 lock |  |  |  |  | 748.66
567 | Say |  |  |  |  | 748.65
567 | 9.104 | Providing and fixing aluminium tee channels (heavy duty) with rollers & stop end in pelmets as curtain rod. Details of cost for 2m long MATERIAL
567 | 7056 | Aluminium tee channel (heavy duty) with rollers and stop end | metre | 2.00 | 100.00 | 200.00
567 | 9999 | LABOUR | L.S. | 2.73 | 2.00 | 5.46
567 | 9999 | Sundries | L.S. | 1.43 | 2.00 | 2.86
567 | TOTAL |  |  |  |  | 208.32 W
567 | Add 1 % Water charges on "W" |  |  |  |  | 2.08
567 | TOTAL |  |  |  |  | 210.40 X
567 |  | Add GST on "X" (multiplying factor
567 |  | 0.1405) 29.56
567 | TOTAL |  |  |  |  | 239.96 Y
567 | Add 15% CPOH on "Y" |  |  |  |  | 35.99
567 | TOTAL |  |  |  |  | 275.96 | Z
567 | Add Cess @ 1% on "Z" |  |  |  |  | 2.76
567 | Cost of 2 metre |  |  |  |  | 278.72
567 | Cost of 1 metre |  |  |  |  | 139.36
567 | Say |  |  |  |  | 139.35
568 | 9.105 | Providing and fixing partition upto ceiling height consisting of G.I. frame and required board, including providing and fixing of frame work made of special section power pressed/ roll form G.I. sheet with zinc coating of 120 gms/sqm(both side inclusive), consisting of floor and ceiling channel 50mm wide having equal flanges of 32 mm and 0.50 mm thick, fixed to the floor and ceiling at the spacing of 610 mm centre to centre with dash fastener of 12.5 mm dia meter 50 mm length or suitable anchor fastener or metal screws with nylon plugs and the studs 48 mm wide having one flange of 34 mm and other flange 36 mm and 0.50 mm thick fixed vertically within flanges of floor and ceiling channel and placed at a spacing of 610 mm centre to centre by 6 mm dia bolts and nuts, including fixing of studs along both ends of partition fixed flush to wall with suitable anchor fastener or metal screws with nylon plugs at spacing of 450 mm centre to centre, and fixing of boards to both side of frame work by 25 mm long dry wall screws on studs, floor and ceiling channels at the spacing of 300 mm centre to centre. The boards are to be fixed to the frame work with joints staggered to avoid through cracks, Galvanised M.S. fixing channel of 99 mm width (0.9 mm thick having two flanges of 9.5 mm each with zinc coating of 120 gms/sqm(both side inclusive)) to be provided at the horizontal joints of two boards, fixed to the studs using metal to metal flat head screws, including jointing and finishing to a flush finish with recommended jointing compound, jointing tape, angle beads at corners (25 mm x 25 mm x 0.5 mm), joint finisher and two coats of primer suitable for board as per manufacture's specification and direction of engineer in charge all complete.
568 | 9.105.1 | 75 mm overall thickness partition with 12.5 mm thick double skin fire rated Glass Reinforced Gypsum (GRG), plaster board conforming to IS: 2095: (part 3) 1996 (Board with BIS Certification marks) Details of cost for 6.00x3.65m = 21.90 sqm (Partition Panel) MATERIAL
568 | 7366 | Glass reinforced Gypsum (GRG) plaster board 12.5 mm thick confirming to IS 2095 (Part 3): 1996 | sqm | 43.80 | 240.00 | 10512.00
568 |  | 2x6.00x3.65=43.80sqm
568 | 7367 | Galvanised M.S. sheet 0.5 mm thick pressed channel section of size 50x32 mm | metre | 12.00 | 57.00 | 684.00
568 |  | 50mm floor and ceiling channel
568 |  | 2x6.00 =12m
568 | 7369 | Galvanised M.S. sheet 0.90 mm thick pressed stud. 48x34x36 mm | metre | 40.15 | 71.00 | 2850.65
568 |  | 48mm stud-72x34x36x0.5mm
568 |  | (6.00/0.61)+1 = 11x3.65 = 40.15m
568 | 7020 | All drive screws ( for gypsum board) | 100 Nos | 3.92 | 58.00 | 227.36
568 |  | [(3.65/0.30)+1]x11x2 = 308
568 |  | [(6.00/0.30)+1]x2x2=84
568 |  | Total = 392
568 | 7388 | Dash hold fastener 12.5 mm dia, 40 mm long with 6 mm dia bolt | each | 22.00 | 11.00 | 242.00
568 |  | [(6.00/0.61)+1]x2=22
568 | 7048 | Rawl plug 50 mm (designation 10 no.) | each | 18.00 | 25.00 | 450.00
568 |  | [(3.65/0.45)+1]x2= 18
568 | 0869 | Plaster of Paris | kilogram | 19.27 | 5.00 | 96.35
568 |  | (88/100)x21.9 = 19.27
569 | 0763 | Glue | kilogram | 4.82 | 75.00 | 361.50
569 |  | (22/100)x21.90=4.82
569 | 7018 | Joint tape roll | roll | 0.584 | 100.00 | 58.40
569 |  | (120m roll) (300/100)x21.90/120 =
569 |  | 0.584 Nos
569 | 7021 | Primer ( for gypsum board) | litre | 7.88 | 85.00 | 669.80
569 |  | (36/100)x21.90 = 7.88 litre
569 | 1022 | Galvanised steel bolts & nuts 6 mm dia and 25 mmlong round head with slots | 10 Nos | 4.40 | 38.00 | 167.20
569 |  | 11x2x2=44
569 | 1211 | G.I. plain washer for seam bolts | 100 Nos | 0.44 | 32.00 | 14.08
569 | 9977 | Sundries carriage | L.S. | 52.00 | 2.00 | 104.00
569 | 9999 | Sundries scaffolding | L.S. | 130.00 | 2.00 | 260.00
569 |  | Labour for 21.90 sqm.
569 | 0111 | Carpenter 1st class | day | 6.57 | 738.00 | 4848.66
569 |  | 0.3x21.90=6.57
569 | 0112 | Carpenter 2nd class | day | 2.847 | 679.00 | 1933.11
569 |  | 0.13x21.90=2.847
569 | 0131 | Painter | day | 1.095 | 679.00 | 743.51
569 |  | 0.05x21.90=1.095
569 | 0114 | Beldar | day | 7.665 | 558.00 | 4277.07
569 |  | 0.35x21.90=7.665
569 | TOTAL |  |  |  |  | 28499.69 W
569 | Add 1 % Water charges on "W" |  |  |  |  | 285.00
569 | TOTAL |  |  |  |  | 28784.68 X
569 |  | Add GST on "X" (multiplying factor
569 |  | 0.1405) 4044.25
569 | TOTAL |  |  |  |  | 32828.93 Y
569 | Add 15% CPOH on "Y" |  |  |  |  | 4924.34
569 | TOTAL |  |  |  |  | 37753.27 | Z
569 | Add Cess @ 1% on "Z" |  |  |  |  | 377.53
569 |  | Cost for 21.90 sqm 38130.81
569 |  | Cost for 1 sqm. 1741.13
569 | Say |  |  |  |  | 1741.15
569 | 9.105.2 | 75mm overall thickness partition with 12.5 mm thick double skin tapered edged plain Gypsum plaster board conforming to IS: 2095: (part I) 2011 (Board with BIS Certification marks) Details of cost for 6.00x3.65m = 21.90 sqm (Partition Panel) MATERIAL
569 | 7009 | 12.5 mm thick tapered edge plain gypsum plaster board confirming to IS 2095 (Part I) : 2011. | sqm | 43.80 | 155.00 | 6789.00
569 |  | 2x6.00x3.65=43.80sqm
569 | 7367 | Galvanised M.S. sheet 0.5 mm thick pressed channel section of size 50x32 mm | metre | 12.00 | 57.00 | 684.00
569 |  | 50mm floor and ceiling channel
569 |  | 2x6.00 =12m
570 | 7369 | Galvanised M.S. sheet 0.50 mm thick pressed stud. 48x34x36 mm | metre | 40.15 | 71.00 | 2850.65
570 |  | 48mm stud-72x34x36x0.5mm
570 |  | (6.00/0.61)+1 = 11x3.65 = 40.15m
570 | 7020 | All drive screws ( for gypsum board) [(3.65/0.30)+1]x11x2 = 308 [(6.00/0.30)+1]x2x2=84 Total = 392 | 100 Nos | 3.92 | 58.00 | 227.36
570 | 7388 | Dash hold fastener 12.5 mm dia, 40 mm long with 6 mm dia bolt | each | 22.00 | 11.00 | 242.00
570 |  | [(6.00/0.61)+1]x2=22
570 | 7048 | Rawl plug 50 mm (designation 10 no.) | each | 18.00 | 25.00 | 450.00
570 |  | [(3.65/0.45)+1]x2= 18
570 | 0869 | Plaster of Paris | kilogram | 19.27 | 5.00 | 96.35
570 |  | (88/100)x21.9 = 19.27
570 | 0763 | Glue | kilogram | 4.82 | 75.00 | 361.50
570 |  | (22/100)x21.90=4.82
570 | 7018 | Joint tape roll | roll | 0.584 | 100.00 | 58.40
570 |  | (120m roll) (300/100)x21.90/120 =
570 |  | 0.584 Nos
570 | 7021 | Primer ( for gypsum board) | litre | 7.88 | 85.00 | 669.80
570 |  | (36/100)x21.90 = 7.88 litre
570 | 1022 | Galvanised steel bolts & nuts 6 mm dia and 25 mmlong round head with slots | 10 Nos | 4.40 | 38.00 | 167.20
570 |  | 11x2x2=44
570 | 1211 | G.I. plain washer for seam bolts | 100 Nos | 0.44 | 32.00 | 14.08
570 | 9977 | Sundries carriage | L.S. | 52.00 | 2.00 | 104.00
570 | 9999 | Sundries scaffolding | L.S. | 130.00 | 2.00 | 260.00
570 |  | Labour for 21.90 sqm.
570 | 0111 | Carpenter 1st class | day | 6.57 | 738.00 | 4848.66
570 |  | 0.3x21.90=6.57
570 | 0112 | Carpenter 2nd class | day | 2.847 | 679.00 | 1933.11
570 |  | 0.13x21.90=2.847
570 | 0131 | Painter | day | 1.095 | 679.00 | 743.51
570 |  | 0.05x21.90=1.095
570 | 0114 | Beldar | day | 7.665 | 558.00 | 4277.07
570 |  | 0.35x21.90=7.665
570 | TOTAL |  |  |  |  | 24776.69 W
570 | Add 1 % Water charges on "W" |  |  |  |  | 247.77
570 | TOTAL |  |  |  |  | 25024.45 X
570 |  | Add GST on "X" (multiplying factor
570 |  | 0.1405) 3515.94
570 | TOTAL |  |  |  |  | 28540.39 Y
570 | Add 15% CPOH on "Y" |  |  |  |  | 4281.06
570 | TOTAL |  |  |  |  | 32821.45 | Z
570 | Add Cess @ 1% on "Z" |  |  |  |  | 328.21
570 |  | Cost for 21.90 sqm 33149.66
570 |  | Cost for 1 sqm. 1513.68
570 | Say |  |  |  |  | 1513.70
571 | 9.105.3 | 66mm overall thickness Partition with 8mm thick double skin Calcium Silicate Board made with Calcareous & Siliceous materials reinforced with cellulose fiber manufactured through autoclaving process with Compressive Strength 225 kg/ sq.cm, Bending Strength 100 kg./ sq.cm Details of cost for 6.00x3.65 = 21.9 sqm (Partition Panel) MATERIAL
571 | 8699 | 8 mm thick tapered edge calcium silicate board . | sqm | 43.80 | 265.00 | 11607.00
571 |  | 2x6.00x3.65=43.80sqm
571 | 7367 | Galvanised M.S. sheet 0.5 mm thick pressed channel section of size 50x32 mm | metre | 12.00 | 57.00 | 684.00
571 |  | 50mm floor and ceiling channel
571 |  | 2x6.00 =12m
571 | 7369 | Galvanised M.S. sheet 0.50 mm thick pressed stud. 48x34x36 mm | metre | 40.15 | 71.00 | 2850.65
571 |  | 48mm stud-72x34x36x0.5mm
571 |  | (6.00/0.61)+1 = 11x3.65 = 40.15m
571 | 7020 | All drive screws ( for gypsum board) | 100 Nos | 3.92 | 58.00 | 227.36
571 |  | [(3.65/0.30)+1]x11x2 = 308
571 |  | [(6.00/0.30)+1]x2x2=84
571 |  | Total = 392
571 | 7388 | Dash hold fastener 12.5 mm dia, 40 mm long with 6 mm dia bolt | each | 22.00 | 11.00 | 242.00
571 |  | [(6.00/0.61)+1]x2=22
571 | 7048 | Rawl plug 50 mm (designation 10 no.) | each | 18.00 | 25.00 | 450.00
571 |  | [(3.65/0.45)+1]x2= 18
571 | 0869 | Plaster of Paris | kilogram | 19.27 | 5.00 | 96.35
571 |  | (88/100)x21.9 = 19.27
571 | 0763 | Glue | kilogram | 4.82 | 75.00 | 361.50
571 |  | (22/100)x21.90=4.82
571 | 7018 | Joint tape roll | roll | 0.584 | 100.00 | 58.40
571 |  | (120m roll) (300/100)x21.90/120 =
571 |  | 0.584 Nos
571 | 7021 | Primer ( for gypsum board) | litre | 7.88 | 85.00 | 669.80
571 |  | (36/100)x21.90 = 7.88 litre
571 | 1022 | Galvanised steel bolts & nuts 6 mm dia and 25 mmlong round head with slots | 10 Nos | 4.40 | 38.00 | 167.20
571 |  | 11x2x2=44
571 | 1211 | G.I. plain washer for seam bolts | 100 Nos | 0.44 | 32.00 | 14.08
571 | 9977 | Sundries carriage | L.S. | 52.00 | 2.00 | 104.00
571 | 9999 | Sundries scaffolding | L.S. | 130.00 | 2.00 | 260.00
571 |  | Labour for 21.90 sqm.
571 | 0111 | Carpenter 1st class | day | 6.57 | 738.00 | 4848.66
571 |  | 0.3x21.90=6.57
571 | 0112 | Carpenter 2nd class | day | 2.847 | 679.00 | 1933.11
571 |  | 0.13x21.90=2.847
571 | 0131 | Painter | day | 1.095 | 679.00 | 743.51
571 |  | 0.05x21.90=1.095
572 | 0114 | Beldar | day | 7.665 | 558.00 | 4277.07
572 |  | 0.35x21.90=7.665
572 | TOTAL |  |  |  |  | 29594.69 W
572 | Add 1 % Water charges on "W" |  |  |  |  | 295.95
572 | TOTAL |  |  |  |  | 29890.63 X
572 |  | Add GST on "X" (multiplying factor
572 |  | 0.1405) 4199.63
572 | TOTAL |  |  |  |  | 34090.27 Y
572 | Add 15% CPOH on "Y" |  |  |  |  | 5113.54
572 | TOTAL |  |  |  |  | 39203.81 | Z
572 | Add Cess @ 1% on "Z" |  |  |  |  | 392.04
572 |  | Cost for 21.90 sqm 39595.85
572 |  | Cost for 1 sqm. 1808.03
572 | Say |  |  |  |  | 1808.05
572 | 9.105.4 | 66mm overall thickness partition using 8mm thick double skin multipurpose cement board reinforced with cellulose fibre manufactured through autoclaving process (High pressure steam cured) as per IS : 14862 with suitable fibre cement screws Details of cost for 6.00x3.65 = 21.9 sqm (Partition Panel) MATERIAL
572 | 0237 | Multi purpose fibre (high impact poly propelene reinforced) cement board 8mm thick. | sqm | 43.80 | 220.00 | 9636.00
572 |  | 2x6.00x3.65=43.80sqm
572 | 7367 | Galvanised M.S. sheet 0.5 mm thick pressed channel section of size 50x32 mm | metre | 12.00 | 57.00 | 684.00
572 |  | 50mm floor and ceiling channel
572 |  | 2x6.00 =12m
572 | 7369 | Galvanised M.S. sheet 0.50 mm thick pressed stud. 48x34x36 mm | metre | 40.15 | 71.00 | 2850.65
572 |  | 48mm stud-72x34x36x0.5mm
572 |  | (6.00/0.61)+1 = 11x3.65 = 40.15m
572 | 7020 | All drive screws ( for gypsum board) | 100 Nos | 3.92 | 58.00 | 227.36
572 |  | [(3.65/0.30)+1]x11x2 = 308
572 |  | [(6.00/0.30)+1]x2x2=84
572 |  | Total = 392
572 | 7388 | Dash hold fastener 12.5 mm dia, 40 mm long with 6 mm dia bolt | each | 22.00 | 11.00 | 242.00
572 |  | [(6.00/0.61)+1]x2=22
572 | 7048 | Rawl plug 50 mm (designation 10 no.) | each | 18.00 | 25.00 | 450.00
572 |  | [(3.65/0.45)+1]x2= 18
572 | 0869 | Plaster of Paris | kilogram | 19.27 | 5.00 | 96.35
572 |  | (88/100)x21.9 = 19.27
572 | 0763 | Glue | kilogram | 4.82 | 75.00 | 361.50
572 |  | (22/100)x21.90=4.82
572 | 7018 | Joint tape roll | roll | 0.584 | 100.00 | 58.40
572 |  | (120m roll) (300/100)x21.90/120 =
572 |  | 0.584 Nos
573 | 7021 | Primer ( for gypsum board) | litre | 7.88 | 85.00 | 669.80
573 |  | (36/100)x21.90 = 7.88 litre
573 | 1022 | Galvanised steel bolts & nuts 6 mm dia and 25 mmlong round head with slots | 10 Nos | 4.40 | 38.00 | 167.20
573 |  | 11x2x2=44
573 | 1211 | G.I. plain washer for seam bolts | 100 Nos | 0.44 | 32.00 | 14.08
573 | 9977 | Sundries carriage | L.S. | 52.00 | 2.00 | 104.00
573 | 9999 | Sundries scaffolding | L.S. | 130.00 | 2.00 | 260.00
573 |  | Labour for 21.90 sqm.
573 | 0111 | Carpenter 1st class | day | 6.57 | 738.00 | 4848.66
573 |  | 0.3x21.90=6.57
573 | 0112 | Carpenter 2nd class | day | 2.847 | 679.00 | 1933.11
573 |  | 0.13x21.90=2.847
573 | 0131 | Painter | day | 1.095 | 679.00 | 743.51
573 |  | 0.05x21.90=1.095
573 | 0114 | Beldar | day | 7.665 | 558.00 | 4277.07
573 |  | 0.35x21.90=7.665
573 | TOTAL |  |  |  |  | 27623.69 W
573 | Add 1 % Water charges on "W" |  |  |  |  | 276.24
573 | TOTAL |  |  |  |  | 27899.92 X
573 |  | Add GST on "X" (multiplying factor
573 |  | 0.1405) 3919.94
573 | TOTAL |  |  |  |  | 31819.86 Y
573 | Add 15% CPOH on "Y" |  |  |  |  | 4772.98
573 | TOTAL |  |  |  |  | 36592.84 | Z
573 | Add Cess @ 1% on "Z" |  |  |  |  | 365.93
573 |  | Cost for 21.90 sqm 36958.77
573 |  | Cost for 1 sqm. 1687.62
573 | Say |  |  |  |  | 1687.60
573 | 9.105.5 | 66 mm overall thickness partition using 8 mm thick double skin multipurpose cement bonded wood particle board manufactured as per IS: 14276 with suitable cement bonded board screws Details of cost for 21.90 sqm MATERIAL: particle board 8 mm thick | sqm | 43.80 | 215.00 | 9417.00
573 | 7367 | Galvanised M.S. sheet 0.5 mm thick pressed channel section of size 50x32 mm | metre | 12.00 | 57.00 | 684.00
573 |  | 2x6.00 =12m
573 | 7369 | Galvanised M.S. sheet 0.50 mm thick pressed stud : 48x34x36 mm | metre | 40.15 | 71.00 | 2850.65
573 |  | (6.00/0.61)+1 = 11x3.65 = 40.15m
573 | 7020 | All drive screws ( for gypsum board) [(3.65/0.30)+1]x11x2 = 308 [(6.00/0.30)+1]x2x2=84 Total = 392 | 100 nos | 3.92 | 58.00 | 227.36
574 | 7388 | Dash hold fastener 12.5 mm dia, 50 mm long with 6 mm dia bolt | each | 22.00 | 11.00 | 242.00
574 |  | [(6.00/0.61)+1]x2=22
574 | 7048 | Rawl plug 50 mm (designation 10 nos) [(3.65/0.45)+1]x2= 18 | each | 18.00 | 25.00 | 450.00
574 | 0869 | Plaster of Paris (88/100)x21.9 = 19.27 | kg | 19.27 | 5.00 | 96.35
574 | 0763 | Glue (22/100)x21.90=4.82 | kg | 4.82 | 75.00 | 361.50
574 | 7018 | Joint tape roll (120m roll) (300/100)x21.90/120 = 0.584 No | roll | 0.584 | 100.00 | 58.40
574 | 7021 | Primer ( for gypsum board (36/100x21.90 = 7.88 litre | litre | 7.88 | 85.00 | 669.80
574 | 1022 | Galvanised steel bolts & nuts 6 mm dia and 25 mm long round head with slots | 10 Nos | 4.40 | 38.00 | 167.20
574 |  | 11x2x2=44 nos=4.40 tens
574 | 1211 | G.I. plain washer for seam bolts =0 .44 hundreds | 100 Nos | 0.44 | 32.00 | 14.08
574 | 9999 | Sundries carriage | L.S | 52.00 | 2.00 | 104.00
574 | 9999 | Sundries scaffolding | L.S | 130.00 | 2.00 | 260.00
574 |  | Labour for 21.90 sqm.
574 | 0111 | Carpenter 1 st class | day | 6.57 | 738.00 | 4848.66
574 |  | 0.3x21.90
574 | 0112 | Carpenter 2nd class | day | 2.847 | 679.00 | 1933.11
574 |  | 0.13x21.90
574 | 0131 | Painter | day | 1.095 | 679.00 | 743.51
574 |  | 0.05x21.90
574 | 0114 | Beldar | day | 7.665 | 558.00 | 4277.07
574 |  | 0.35x21.90
574 | TOTAL |  |  |  |  | 27404.69 W
574 | Add 1 % Water charges on "W" |  |  |  |  | 274.05
574 | TOTAL |  |  |  |  | 27678.73 X
574 |  | Add GST on "X" (multiplying factor
574 |  | 0.1405) 3888.86
574 | TOTAL |  |  |  |  | 31567.60 Y
574 | Add 15% CPOH on "Y" |  |  |  |  | 4735.14
574 | TOTAL |  |  |  |  | 36302.74 | Z
574 | Add Cess @ 1% on "Z" |  |  |  |  | 363.03
574 | Cost of 21.90 sqm |  |  |  |  | 36665.76
574 | Cost of 1 sqm |  |  |  |  | 1674.24
574 | Say |  |  |  |  | 1674.25
574 | 9.106 | Providing and fixing PTMT handles with necessary screws etc. complete.
574 | 9.106.1 | 125x34x24 mm weighing not less than 23 gms Details of cost for ten Nos. MATERIAL
574 | 7512 | PTMT handle 125x34x24mm | each | 10.00 | 24.00 | 240.00
574 | 0639 | Bright finished or black enamelled mild steel screws 25 mm | 100 Nos | 0.40 | 36.00 | 14.40
575 | 9977 | Carriage of materials | L.S. | 2.73 | 2.00 | 5.46
575 |  | LABOUR
575 | 0112 | Carpenter 2nd class | day | 0.06 | 679.00 | 40.74
575 | TOTAL |  |  |  |  | 300.60 W
575 | Add 1 % Water charges on "W" |  |  |  |  | 3.01
575 | TOTAL |  |  |  |  | 303.61 X
575 |  | Add GST on "X" (multiplying factor
575 |  | 0.1405) 42.66
575 | TOTAL |  |  |  |  | 346.26 Y
575 | Add 15% CPOH on "Y" |  |  |  |  | 51.94
575 | TOTAL |  |  |  |  | 398.20 | Z
575 | Add Cess @ 1% on "Z" |  |  |  |  | 3.98
575 | Cost of 10 Nos |  |  |  |  | 402.18
575 | Cost of 1 No |  |  |  |  | 40.22
575 | Say |  |  |  |  | 40.20
575 | 9.106.2 | 150x34x24 mm weighing not less than 26 gms Details of cost for ten Nos. MATERIAL
575 | 7513 | PTMT handle 150x34x24mm | each | 10.00 | 24.00 | 240.00
575 | 0639 | Bright finished or black enamelled mild steel screws 25 mm | 100 Nos | 0.40 | 36.00 | 14.40
575 | 9977 | Carriage of materials | L.S. | 2.73 | 2.00 | 5.46
575 |  | LABOUR
575 | 0112 | Carpenter 2nd class | day | 0.06 | 679.00 | 40.74
575 | TOTAL |  |  |  |  | 300.60 W
575 | Add 1 % Water charges on "W" |  |  |  |  | 3.01
575 | TOTAL |  |  |  |  | 303.61 X
575 |  | Add GST on "X" (multiplying factor
575 |  | 0.1405) 42.66
575 | TOTAL |  |  |  |  | 346.26 Y
575 | Add 15% CPOH on "Y" |  |  |  |  | 51.94
575 | TOTAL |  |  |  |  | 398.20 | Z
575 | Add Cess @ 1% on "Z" |  |  |  |  | 3.98
575 | Cost of 10 Nos |  |  |  |  | 402.18
575 | Cost of 1 No |  |  |  |  | 40.22
575 | Say |  |  |  |  | 40.20
575 | 9.107 | Providing and fixing PTMT Butt hinges with necessary screws etc. complete.
575 | 9.107.1 | 75x60x10 mm fitted with 5.5 mm dia M.S. Bright Bar Rod weighing not less than 34 gms Details of cost for ten Nos. MATERIAL
575 | 7514 | PTMT butt hinges 75x60x10mm | each | 10.00 | 33.00 | 330.00
575 | 0638 | Bright finished or black enamelled mild steel screws 30 mm | 100 Nos | 0.60 | 45.00 | 27.00
575 | 9977 | Carriage of materials | L.S. | 1.82 | 2.00 | 3.64
576 |  | LABOUR
576 | 0112 | Carpenter 2nd class | day | 0.14 | 679.00 | 95.06
576 | 0114 | Beldar | day | 0.09 | 558.00 | 50.22
576 | TOTAL |  |  |  |  | 505.92 W
576 | Add 1 % Water charges on "W" |  |  |  |  | 5.06
576 | TOTAL |  |  |  |  | 510.98 X
576 |  | Add GST on "X" (multiplying factor
576 |  | 0.1405) 71.79
576 | TOTAL |  |  |  |  | 582.77 Y
576 | Add 15% CPOH on "Y" |  |  |  |  | 87.42
576 | TOTAL |  |  |  |  | 670.19 | Z
576 | Add Cess @ 1% on "Z" |  |  |  |  | 6.70
576 | Cost of 10 Nos |  |  |  |  | 676.89
576 | Cost of 1 No |  |  |  |  | 67.69
576 | Say |  |  |  |  | 67.70
576 | 9.107.2 | 100x75x10 mm fitted with 5.5 mm dia MS Bright Bar Rod weighing not less than 53 gms Details of cost for ten Nos. MATERIAL
576 | 7515 | PTMT butt hinges 100x75x10mm | each | 10.00 | 43.00 | 430.00
576 | 0637 | Bright finished or black enamelled mild steel screws 40 mm | 100 Nos | 0.80 | 60.00 | 48.00
576 | 9977 | Carriage of materials | L.S. | 2.73 | 2.00 | 5.46
576 |  | LABOUR
576 | 0112 | Carpenter 2nd class | day | 0.14 | 679.00 | 95.06
576 | 0114 | Beldar | day | 0.09 | 558.00 | 50.22
576 | TOTAL |  |  |  |  | 628.74 W
576 | Add 1 % Water charges on "W" |  |  |  |  | 6.29
576 | TOTAL |  |  |  |  | 635.03 X
576 |  | Add GST on "X" (multiplying factor
576 |  | 0.1405) 89.22
576 | TOTAL |  |  |  |  | 724.25 Y
576 | Add 15% CPOH on "Y" |  |  |  |  | 108.64
576 | TOTAL |  |  |  |  | 832.89 | Z
576 | Add Cess @ 1% on "Z" |  |  |  |  | 8.33
576 | Cost of 10 Nos |  |  |  |  | 841.21
576 | Cost of 1 No |  |  |  |  | 84.12
576 | Say |  |  |  |  | 84.10
576 | 9.108 | Providing and fixing PTMT Tower Bolts with 12 mm one piece rod inside and necessary screws etc., complete.
576 | 9.108.1 | 152x42x18 mm weighing not less than 60 gms Details of cost for ten Nos. MATERIAL
576 | 7516 | PTMT Tower bolt 152x42x18mm | each | 10.00 | 48.00 | 480.00
577 | 0638 | Bright finished or black enamelled mild steel screws 30 mm | 100 Nos | 0.60 | 45.00 | 27.00
577 | 9977 | Carriage of materials | L.S. | 2.73 | 2.00 | 5.46
577 |  | LABOUR
577 | 0112 | Carpenter 2nd class | day | 0.08 | 679.00 | 54.32
577 | TOTAL |  |  |  |  | 566.78 W
577 | Add 1 % Water charges on "W" |  |  |  |  | 5.67
577 | TOTAL |  |  |  |  | 572.45 X
577 |  | Add GST on "X" (multiplying factor
577 |  | 0.1405) 80.43
577 | TOTAL |  |  |  |  | 652.88 Y
577 | Add 15% CPOH on "Y" |  |  |  |  | 97.93
577 | TOTAL |  |  |  |  | 750.81 | Z
577 | Add Cess @ 1% on "Z" |  |  |  |  | 7.51
577 | Cost of 10 Nos |  |  |  |  | 758.32
577 | Cost of 1 No |  |  |  |  | 75.83
577 | Say |  |  |  |  | 75.85
577 | 9.108.2 | 202x42x18 mm weighing not less than 78 gms Details of cost for ten Nos. MATERIAL
577 | 7517 | PTMT Tower bolt 202x42x18mm | each | 10.00 | 67.00 | 670.00
577 | 0638 | Bright finished or black enamelled mild steel screws 30 mm | 100 Nos | 0.80 | 45.00 | 36.00
577 | 9977 | Carriage of materials | L.S. | 2.73 | 2.00 | 5.46
577 |  | LABOUR
577 | 0112 | Carpenter 2nd class | day | 0.10 | 679.00 | 67.90
577 | TOTAL |  |  |  |  | 779.36 W
577 | Add 1 % Water charges on "W" |  |  |  |  | 7.79
577 | TOTAL |  |  |  |  | 787.15 X
577 |  | Add GST on "X" (multiplying factor
577 |  | 0.1405) 110.60
577 | TOTAL |  |  |  |  | 897.75 Y
577 | Add 15% CPOH on "Y" |  |  |  |  | 134.66
577 | TOTAL |  |  |  |  | 1032.41 | Z
577 | Add Cess @ 1% on "Z" |  |  |  |  | 10.32
577 | Cost of 10 Nos |  |  |  |  | 1042.74
577 | Cost of 1 No |  |  |  |  | 104.27
577 | Say |  |  |  |  | 104.25
577 | 9.109 | Providing and fixing PTMT door catcher of length 72 mm and dia. of 42 mm with suitable washers weighing not less than 33 gms Details of cost for ten Nos. MATERIAL
577 | 7518 | PTMT door catcher 72x42mm | each | 10.00 | 24.00 | 240.00
577 | 0639 | Bright finished or black enamelled mild steel screws 25 mm | 100 Nos | 0.20 | 36.00 | 7.20
578 | 9977 | Carriage of materials | L.S. | 2.73 | 2.00 | 5.46
578 |  | LABOUR
578 | 0111 | Carpenter 1st class | day | 0.03 | 738.00 | 22.14
578 | TOTAL |  |  |  |  | 274.80 W
578 | Add 1 % Water charges on "W" |  |  |  |  | 2.75
578 | TOTAL |  |  |  |  | 277.55 X
578 |  | Add GST on "X" (multiplying factor
578 |  | 0.1405) 39.00
578 | TOTAL |  |  |  |  | 316.54 Y
578 | Add 15% CPOH on "Y" |  |  |  |  | 47.48
578 | TOTAL |  |  |  |  | 364.03 | Z
578 | Add Cess @ 1% on "Z" |  |  |  |  | 3.64
578 | Cost of 10 Nos |  |  |  |  | 367.67
578 | Cost of 1 No |  |  |  |  | 36.77
578 | Say |  |  |  |  | 36.75
578 | 9.110 | Providing and fixing Bamboo jaffery/ fencing consisting of superior quality 25mm dia (Average) half cut bamboo placed vertically and fixed together with three numbers horizontal running members of hollock wood in scantling of section 50X25 mm, fixed with nails and G.I wire on existing support complete as per direction of Engineer- in-charge. Details of cost for a bamboo jaffery of size 1.00m x 2.10m = 2.10 sqm MATERIAL Bamboo 25mm of 100/ 2.50 = 40 nos Half cut off = 40/2 .=20 nos. x 2.10 = 42.00m Add wastage @ 15% = 6.30 m Total = 48.30m Rate of Bamboo 25 mm dia 2.5 metre long for one score i.e. 20nos is Rs. 192 for 48.30m qty 48.30 /( 2.5 x 20) =
578 | 0.966
578 | 0305 | Bamboo 25 mm dia 2.5 metre long | score | 0.966 | 400.00 | 386.40
578 | 9977 | Carriage of Bamboo | L.S. | 4.83 | 2.00 | 9.66
578 | 2466 | Hollock wood in scantling | 10 cudm | 0.394 | 350.00 | 137.90
578 |  | 3 nos. (1.00 x 0.05 x 0.05) =
578 |  | 0.00375 cum
578 |  | Add wastage @ 5% = 0.00019 cum
578 |  | Total = 0.00394 cum or 3.94 cudm
578 | 2204 | Carriage of Timber | cum | 0.00394 | 118.59 | 0.47
578 | 9999 | Nails and wire | L.S. | 20.25 | 2.00 | 40.50
578 |  | LABOUR
578 | 0112 | Carpenter 2nd class | day | 0.25 | 679.00 | 169.75
578 | 0114 | Beldar | day | 0.25 | 558.00 | 139.50
579 | 9999 | Sundries | L.S. | 10.05 | 2.00 | 20.10
579 | TOTAL |  |  |  |  | 904.28 W
579 | Add 1 % Water charges on "W" |  |  |  |  | 9.04
579 | TOTAL |  |  |  |  | 913.32 X
579 |  | Add GST on "X" (multiplying factor
579 |  | 0.1405) 128.32
579 | TOTAL |  |  |  |  | 1041.64 Y
579 | Add 15% CPOH on "Y" |  |  |  |  | 156.25
579 | TOTAL |  |  |  |  | 1197.89 | Z
579 | Add Cess @ 1% on "Z" |  |  |  |  | 11.98
579 |  | Cost for 2.10 sqm 1209.87
579 |  | Cost for 1 sqm 576.13
579 | Say |  |  |  |  | 576.15
579 | 9.111 | Providing and fixing wooden moulded corner beading of triangular shape to the junction of panelling etc. with iron screws, plugs and priming coat on unexposed surface etc. complete 2nd class teak wood.
579 | 9.111.1 | 50x50 mm (base and height) Details of cost for beading = 5.00 m MATERIAL Teak wood 2nd class in planks 500 x 5 x 5 mm / 2 = 0.000625 cum + Add wastage @ 10% = 0.00063. Total = 0.00688 cum say 6.88 cudm
579 | 1190 | Second class teak wood in planks | 10 cudm | 0.688 | 791.00 | 544.21
579 | 2204 | Carriage of Timber | cum | 0.00688 | 118.59 | 0.82
579 | 0637 | Bright finished or black enamelled mild steel screws 40 mm | 100 Nos | 0.06 | 60.00 | 3.60
579 |  | Priming coat
579 |  | Area 5.0 x (.05 +.05) = 0.50 sqm
579 | 13.50.1 | Rate as per item no 13.50.1 of SH : Finishing | sqm | 0.50 | 57.05 | 28.53 A
579 |  | LABOUR
579 |  | For plaining, fixing & making design
579 | 0111 | Carpenter 1st class | day | 0.75 | 738.00 | 365.25
579 | TOTAL |  |  |  |  | 942.40 W
579 | Add 1 % Water charges on "W-A" |  |  |  |  | 9.14
579 | TOTAL |  |  |  |  | 951.54 X
579 |  | Add GST on "X-A" (multiplying factor
579 |  | 0.1405) 129.68
579 | TOTAL |  |  |  |  | 1081.22 Y
579 | Add 15% CPOH on "Y-A" |  |  |  |  | 157.90
579 | TOTAL |  |  |  |  | 1239.13 Z
579 | Add Cess @ 1% on "Z-A" |  |  |  |  | 12.11
579 |  | Cost for 5 metre 1251.23
579 |  | Cost for 1 metre 250.25
579 | Say |  |  |  |  | 250.25
580 | 9.112 | Providing and fixing 2nd class teak wood lipping/ moulded beading or taj beading of size 18X5 mm fixed with wooden adhesive of approved quality and screws/nails on the edges of the Pre-laminated particle board as per direction of Engineer-in-charge. Details of cost for 10.00 m MATERIAL
580 | 8719 | 2nd class teak wood lipping/ moulded beadibg or Taj beading of size 18X5mm | metre | 10.00 | 28.00 | 280.00
580 |  | LABOUR
580 | 0112 | Carpenter 2nd class | day | 0.25 | 679.00 | 169.75
580 | 0114 | Beldar | day | 0.25 | 558.00 | 139.50
580 | TOTAL |  |  |  |  | 589.25 W
580 | Add 1 % Water charges on "W" |  |  |  |  | 5.89
580 | TOTAL |  |  |  |  | 595.14 X
580 |  | Add GST on "X" (multiplying factor
580 |  | 0.1405) 83.62
580 | TOTAL |  |  |  |  | 678.76 Y
580 | Add 15% CPOH on "Y" |  |  |  |  | 101.81
580 | TOTAL |  |  |  |  | 780.57 | Z
580 | Add Cess @ 1% on "Z" |  |  |  |  | 7.81
580 |  | Cost for 10 metre 788.38
580 |  | Cost for 1 metre 78.84
580 | Say |  |  |  |  | 78.85
580 | 9.113 | Providing and fixing bright finished 100 mm mortice lock with 6 levers without pair of handles of approved quality for aluminium door, with necessary screws etc complete as per direction of Engineer- in-charge. Details of cost for 1 no.
580 | 8716 | 100 mm mostice lock with 6 levers for aluminium door. | each | 1.00 | 375.00 | 375.00
580 |  | LABOUR
580 | 0111 | Carpenter 1st class | day | 0.13 | 738.00 | 95.94
580 | 9999 | Sundries( screws, carriage etc) | L.S. | 2.60 | 2.00 | 5.20
580 | TOTAL |  |  |  |  | 476.14 W
580 | Add 1 % Water charges on "W" |  |  |  |  | 4.76
580 | TOTAL |  |  |  |  | 480.90 X
580 |  | Add GST on "X" (multiplying factor
580 |  | 0.1405) 67.57
580 | TOTAL |  |  |  |  | 548.47 Y
580 | Add 15% CPOH on "Y" |  |  |  |  | 82.27
580 | TOTAL |  |  |  |  | 630.74 | Z
580 | Add Cess @ 1% on "Z" |  |  |  |  | 6.31
580 |  | Cost for 1 no 637.05
580 | Say |  |  |  |  | 637.05
581 | 9.114 | Providing and fixing magnetic catcher of approved quality in cupboard / ward robe shutters, including fixing with necessary screws etc. complete.
581 | 9.114.1 | Triple strip vertical type Details of cost for 1 no. MATERIAL
581 | 8714 | Magenatic catcher triple strip verticle type. | each | 1.00 | 24.00 | 24.00
581 | 9999 | Sundries including screws and fixing charges. | L.S. | 2.60 | 2.00 | 5.20
581 | TOTAL |  |  |  |  | 29.20 W
581 | Add 1 % Water charges on "W" |  |  |  |  | 0.29
581 | TOTAL |  |  |  |  | 29.49 X
581 |  | Add GST on "X" (multiplying factor
581 |  | 0.1405) 4.14
581 | TOTAL |  |  |  |  | 33.64 Y
581 | Add 15% CPOH on "Y" |  |  |  |  | 5.05
581 | TOTAL |  |  |  |  | 38.68 | Z
581 | Add Cess @ 1% on "Z" |  |  |  |  | 0.39
581 |  | Cost for 1 No. 39.07
581 | Say |  |  |  |  | 39.05
581 | 9.114.2 | Double strip (horizontal type) Details of cost for 1 no. MATERIAL
581 | 8715 | Magenatic catcher double strip horizontal type. | each | 1.00 | 18.00 | 18.00
581 | 9999 | Sundries including screws and fixing charges. | L.S. | 2.60 | 2.00 | 5.20
581 | TOTAL |  |  |  |  | 23.20 W
581 | Add 1 % Water charges on "W" |  |  |  |  | 0.23
581 | TOTAL |  |  |  |  | 23.43 X
581 |  | Add GST on "X" (multiplying factor
581 |  | 0.1405) 3.29
581 | TOTAL |  |  |  |  | 26.72 Y
581 | Add 15% CPOH on "Y" |  |  |  |  | 4.01
581 | TOTAL |  |  |  |  | 30.73 | Z
581 | Add Cess @ 1% on "Z" |  |  |  |  | 0.31
581 |  | Cost for 1 No. 31.04
581 | Say |  |  |  |  | 31.05
581 | 9.115 | Providing and fixing powder coated telescopic drawer channels 300 mm long with necessary screws etc. complete as per directions of Engineer- in-charge. Details of cost for 10 sets. MATERIAL
581 | 8703 | Telescopic drawer channels 300mm long . | set | 10.00 | 230.00 | 2300.00
582 | 9977 | CARRIAGE | L.S. | 19.50 | 2.00 | 39.00
582 | 9999 | Sundries including screws and fixing charges. | L.S. | 100.10 | 2.00 | 200.20
582 | TOTAL |  |  |  |  | 2539.20 W
582 | Add 1 % Water charges on "W" |  |  |  |  | 25.39
582 | TOTAL |  |  |  |  | 2564.59 X
582 |  | Add GST on "X" (multiplying factor
582 |  | 0.1405) 360.33
582 | TOTAL |  |  |  |  | 2924.92 Y
582 | Add 15% CPOH on "Y" |  |  |  |  | 438.74
582 | TOTAL |  |  |  |  | 3363.65 | Z
582 | Add Cess @ 1% on "Z" |  |  |  |  | 33.64
582 |  | Cost for 10 sets 3397.29
582 |  | Cost for 1 set 339.73
582 | Say |  |  |  |  | 339.75
582 | 9.116 | Providing and fixing sliding arrangement in racks/ cupboards/cabinets shutter by with stainless steel rollers to run inside C or E aluminium channel section (The payment of C or E channel shall be made separately) Details of cost for 1 No. MATERIAL
582 | 8704 | Stainless steel roller for sliding arrangment in racks/ cupboards/ cabinets shutter . | each | 1.00 | 9.00 | 9.00
582 | 9999 | Labour for fixing | L.S. | 1.04 | 2.00 | 2.08
582 | TOTAL |  |  |  |  | 11.08 W
582 | Add 1 % Water charges on "W" |  |  |  |  | 0.11
582 | TOTAL |  |  |  |  | 11.19 X
582 |  | Add GST on "X" (multiplying factor
582 |  | 0.1405) 1.57
582 | TOTAL |  |  |  |  | 12.76 Y
582 | Add 15% CPOH on "Y" |  |  |  |  | 1.91
582 | TOTAL |  |  |  |  | 14.68 | Z
582 | Add Cess @ 1% on "Z" |  |  |  |  | 0.15
582 |  | Cost for 1 No. 14.82
582 | Say |  |  |  |  | 14.80
582 | 9.117 | Providing and fixing factory made uPVC door frame made of uPVC extruded sections having an overall dimension as below (tolerance ±1mm), with wall thickness 2.0 mm (± 0.2 mm), corners of the door frame to be Jointed with galvanized brackets and stainless steel screws, joints mitred and Plastic welded. The hinge side vertical of the frames reinforced by galvanized M.S. tube of size 19 X 19 mm and 1mm (± 0.1 mm) wall thickness and 3 nos. stainless steel hinges fixed to the frame complete as per manufacturer’s specification and direction of Engineer- in-charge
583 | 9.117.1 | Extruded section profile size 48x40 mm Detail of cost for 5 metre MATERIAL
583 | 8010 | 48mmX40mmX1.5mm thick Factory made door frame of PVC extruded sections in white, grey or wooden finish | metre | 5.00 | 125.79 | 628.95
583 |  | LABOUR
583 | 0156 | Carpenter (average) | day | 0.15 | 709.00 | 106.35
583 | 0114 | Beldar | day | 0.15 | 558.00 | 83.70
583 | 9999 | Sundries | L.S. | 4.68 | 2.00 | 9.36
583 | TOTAL |  |  |  |  | 828.36 | W
583 | Add 1 % Water charges on "W" |  |  |  |  | 8.28
583 | TOTAL |  |  |  |  | 836.64 X
583 |  | Add GST on "X" (multiplying factor
583 |  | 0.1405) 117.55
583 | TOTAL |  |  |  |  | 954.19 Y
583 | Add 15% CPOH on "Y" |  |  |  |  | 143.13
583 | TOTAL |  |  |  |  | 1097.32 | Z
583 | Add Cess @ 1% on "Z" |  |  |  |  | 10.97
583 | Cost of 5 metre |  |  |  |  | 1108.29
583 |  | Cost for 1 metre 221.66
583 | Say |  |  |  |  | 221.65
583 | 9.117.2 | Extruded section profile size 42x50 mm Detail of cost for 5 metre MATERIAL
583 | 8705 | 50mmX42mmX2mm thick Factory made door frame of PVC extruded sections in white, grey or wooden finish | metre | 5.00 | 160.00 | 800.00
583 |  | LABOUR
583 | 0156 | Carpenter (average) | day | 0.15 | 709.00 | 106.35
583 | 0114 | Beldar | day | 0.15 | 558.00 | 83.70
583 | 9999 | Sundries | L.S. | 4.68 | 2.00 | 9.36
583 | TOTAL |  |  |  |  | 999.41 | W
583 | Add 1 % Water charges on "W" |  |  |  |  | 9.99
583 | TOTAL |  |  |  |  | 1009.40 X
583 |  | Add GST on "X" (multiplying factor
583 |  | 0.1405) 141.82
583 | TOTAL |  |  |  |  | 1151.23 Y
583 | Add 15% CPOH on "Y" |  |  |  |  | 172.68
583 | TOTAL |  |  |  |  | 1323.91 | Z
583 | Add Cess @ 1% on "Z" |  |  |  |  | 13.24
583 | Cost of 5 metre |  |  |  |  | 1337.15
583 |  | Cost for 1 metre 267.43
583 | Say |  |  |  |  | 267.45
584 | 9.118 | Providing and fixing to existing door frames.
584 | 9.118.1 | 24 mm thick factory made PVC door shutters made of styles and rails of a uPVC hollow section of size 59x24 mm and wall thickness 2 mm (± 0.2 mm) with inbuilt edging on both sides. The styles and rails mitred and joint at the corners by means of M.S. galvanised/ plastic brackets of size 75x220 mm having wall thickness 1.0 mm and stainless steel screws. The styles of the shutter reinforced by inserting galvanised M.S. tube of size 20x20 mm and 1 mm (± 0.1 mm) wall thickness. The lock rail made up of 'H' section, a uPVC hollow section of size 100x24 mm and 2 mm (± 0.2 mm) wall thickness, fixed to the shutter styles by means of plastic/galvanised M.S. 'U' cleats. The shutter frame filled with a uPVC multi-chambered single panel of size not less than 620 mm, having over all thickness of 20 mm and 1 mm (± 0.1 mm) wall thickness. The panels filled vertically and tie bar at two places by inserting horizontally 6 mm galvanised M.S. rod and fastened with nuts and washers, complete as per manufacturer's specification and direction of Engineer-in-charge. (For W.C. and bathroom door shutter). Detail of cost for one door shutter 2.20x1.08m = 2.38 sqm MATERIAL
584 | 8001 | 24 mm thick Factory made shutters with frame, rails and panels of PVC extruded sections in white, grey or wooden finish | sqm | 2.38 | 1085.93 | 2584.51
584 |  | LABOUR
584 | 0156 | Carpenter (average) | day | 0.40 | 709.00 | 283.60
584 | 0114 | Beldar | day | 0.40 | 558.00 | 223.20
584 | 9999 | Sundries | L.S. | 20.36 | 2.00 | 40.72
584 | TOTAL |  |  |  |  | 3132.03 | W
584 | Add 1 % Water charges on "W" |  |  |  |  | 31.32
584 | TOTAL |  |  |  |  | 3163.35 X
584 |  | Add GST on "X" (multiplying factor
584 |  | 0.1405) 444.45
584 | TOTAL |  |  |  |  | 3607.80 Y
584 | Add 15% CPOH on "Y" |  |  |  |  | 541.17
584 | TOTAL |  |  |  |  | 4148.98 | Z
584 | Add Cess @ 1% on "Z" |  |  |  |  | 41.49
584 | Cost of 2.38 sqm |  |  |  |  | 4190.47
584 | Cost of 1 sqm |  |  |  |  | 1760.70
584 | Say |  |  |  |  | 1760.70
584 | 9.118.2 | 30 mm thick factory made Polyvinyl Chloride (PVC) door shutter made of styles and rails of a uPVC hollow section of size 60x30 mm and wall thickness 2 mm (± 0.2 mm), with inbuilt decorative moulding edging on one side. The styles and rails mitred and joint at the corners by means of M.S. galvanised/ plastic brackets of size 75x220 mm having wall thickness 1.0 mm and stainless steel screws. The styles of the shutter reinforced by inserting galvanised M.S. tube of size 25x20 mm and 1 mm (± 0.1 mm) wall thickness. The lock rail made up of 'H' section, a uPVC hollow section of size 100x30 mm and 2 mm (± 0.2 mm) wall thickness fixed to the shutter styles by means of plastic/ galvanised M.S. 'U' cleats. The shutter frame filled with a uPVC multi- chambered single panel of size not less than 620 mm, having over all thickness of
585 |  | 20 mm and 1 mm (± 0.1 mm) wall thickness . The panels filled vertically and tie bar at
585 |  | two places by inserting horizontally 6 mm galvanised M.S. rod and fastened with
585 |  | nuts and washers, complete as per manufacturer's specification and direction of
585 |  | Engineer-in-charge.
585 |  | Detail of cost for one door shutter
585 |  | 2.20x1.08m = 2.38 sqm
585 |  | MATERIAL
585 | 8002 | 30 mm thick Factory made shutters with frame, rails and panels of PVC extruded sections in white, grey or wooden finish | sqm | 2.38 | 1248.82 | 2972.19
585 |  | LABOUR
585 | 0156 | Carpenter (average) | day | 0.40 | 709.00 | 283.60
585 | 0114 | Beldar | day | 0.40 | 558.00 | 223.20
585 | 9999 | Sundries | L.S. | 20.36 | 2.00 | 40.72
585 | TOTAL |  |  |  |  | 3519.71 | W
585 | Add 1 % Water charges on "W" |  |  |  |  | 35.20
585 | TOTAL |  |  |  |  | 3554.91 X
585 |  | Add GST on "X" (multiplying factor
585 |  | 0.1405) 499.46
585 | TOTAL |  |  |  |  | 4054.37 Y
585 | Add 15% CPOH on "Y" |  |  |  |  | 608.16
585 | TOTAL |  |  |  |  | 4662.53 | Z
585 | Add Cess @ 1% on "Z" |  |  |  |  | 46.63
585 | Cost of 2.38 sqm |  |  |  |  | 4709.15
585 | Cost of 1 sqm |  |  |  |  | 1978.64
585 | Say |  |  |  |  | 1978.65
585 | 9.118.3 | 25 mm thick PVC flush door shutters made out of a one piece Multi chamber extruded PVC section of the size of 762 mm X 25 mm or less as per requirement with an average wall thickness of 1 mm (± 0.3 mm). PVC foam end cap of size 23x10 mm are provided on both vertical edges to ensure the overall thickness of 25 mm. M.S. tube having dimensions 19 mm x 19 mm and 1.0 mm (± 0.1 mm) is inserted along the hinge side of the door. Core of the door shutter should be filled with High Density Polyurethane foam. The Top & Bottom edges of the shutter are covered with an end-cap of the size 25 mm X 11 mm. Door shutter shall be reinforced with special polymeric reinforcements as per manufacturer’s specification and direction of Engineer-in-charge to take up necessary hardware and fixtures. Stickers indicating the locations of hardware will be pasted at appropriate places Detail of cost for one door shutter 2.20x1.08m = 2.38 sqm MATERIAL
585 | 8706 | 25mm thick factory made PVC flash foor shutter i/c carriage. | sqm | 2.38 | 1700.00 | 4046.00
585 |  | LABOUR
585 | 0156 | Carpenter (average) | day | 0.40 | 709.00 | 283.60
585 | 0114 | Beldar | day | 0.40 | 558.00 | 223.20
586 | 9999 | Sundries | L.S. | 20.36 | 2.00 | 40.72
586 | TOTAL |  |  |  |  | 4593.52 W
586 | Add 1 % Water charges on "W" |  |  |  |  | 45.94
586 | TOTAL |  |  |  |  | 4639.46 X
586 |  | Add GST on "X" (multiplying factor
586 |  | 0.1405) 651.84
586 | TOTAL |  |  |  |  | 5291.30 Y
586 | Add 15% CPOH on "Y" |  |  |  |  | 793.69
586 | TOTAL |  |  |  |  | 6084.99 | Z
586 | Add Cess @ 1% on "Z" |  |  |  |  | 60.85
586 | Cost of 2.38 sqm |  |  |  |  | 6145.84
586 | Cost of 1 sqm |  |  |  |  | 2582.29
586 | Say |  |  |  |  | 2582.30
586 | 9.119 | Providing and fixing factory made P.V.C. door frame of size 50x47 mm with awall thickness of 5 mm, made out of extruded 5mm rigid PVC foam sheet, mitred at corners and joined with 2 Nos of 150 mm long brackets of 15x15 mm M.S. square tube, the vertical door frame profiles to be reinforced with 19x19 mm M.S. square tube of 19 gauge, EPDM rubber gasket weather seal to be provided through out the frame. The door frame to be fixed to the wall using M.S. screws of 65/100 mm size, complete as per manufacturer’s specification and direction of Engineer- in-Charge. Details of cost for one door frame of 5 metre MATERIAL
586 | 8011 | Factory made door frame PVC extruded sheet i/c carriage | metre | 5.00 | 251.58 | 1257.90
586 |  | LABOUR
586 | 0156 | Carpenter (average) | day | 0.15 | 709.00 | 106.35
586 | 0114 | Beldar | day | 0.15 | 558.00 | 83.70
586 | 9999 | Sundries | L.S. | 7.80 | 2.00 | 15.60
586 | TOTAL |  |  |  |  | 1463.55 | W
586 | Add 1 % Water charges on "W" |  |  |  |  | 14.64
586 | TOTAL |  |  |  |  | 1478.19 X
586 |  | Add GST on "X" (multiplying factor
586 |  | 0.1405) 207.69
586 | TOTAL |  |  |  |  | 1685.87 Y
586 | Add 15% CPOH on "Y" |  |  |  |  | 252.88
586 | TOTAL |  |  |  |  | 1938.75 | Z
586 | Add Cess @ 1% on "Z" |  |  |  |  | 19.39
586 | Cost of 5 metres |  |  |  |  | 1958.14
586 | Cost of 1 metre |  |  |  |  | 391.63
586 | Say |  |  |  |  | 391.65
587 | 9.120 | Providing and fixing factory made panel PVC door shutter consisting of frame made out of M.S. tubes of 19 gauge thickness and size of 19 mm x 19 mm for styles and 15x15 mm for top & bottom rails. M.S. frame shall have a coat of steel primers of approved make and manufacture. M.S. frame covered with 5 mm thick heat moulded PVC 'C' channel of size 30 mm thickness, 70 mm width out of which 50 mm shall be flat and 20 mm shall be tapered in 45 degree angle on both side forming styles and 5 mm thick, 95 mm wide PVC sheet out of which 75mm shall be flat and 20 mm shall be tapered in 45 degree on the inner side to form top and bottom rail and 115 mm wide PVC sheet out of which 75 mm shall be flat and 20 mm shall be tapered on both sides to form lock rail. Top, bottom and lock rails shall be provided both side of the panel. 10 mm (5 mm x 2 ) thick, 20 mm wide cross PVC sheet be provided as gap insert for top rail & bottom rail, paneling of 5 mm thick both side PVC sheet to be fitted in the M.S. frame welded/ sealed to the styles & rails with 7 mm (5 mm+2 mm) thick x 15 mm wide PVC sheet beading on inner side, and joined together with solvent cement adhesive. An additional 5 mm thick PVC strip of 20 mm width is to be stuck on the interior side of the 'C' Channel using PVC solvent adhesive etc. complete as per direction of Engineer-in-charge, manufacturer's specification & drawing.
587 | 9.120.1 | 30 mm thick plain PVC door shutters Details of cost for one door shutter 2.20x1.08m = 2.38 sqm MATERIAL
587 | 8003 | Factory made PVC rigid foam panelled shutter i/c carriage | sqm | 2.38 | 1547.45 | 3682.93
587 | 8100 | Powder coated M.S. butt hinges 100mm X58mmX1.9mm | 10 Nos | 0.40 | 123.00 | 49.20
587 | 0637 | Bright finished or black enamelled mild steel screws 40 mm | 100 Nos | 0.48 | 60.00 | 28.80
587 | 0640 | Bright finished or black enamelled mild steel screws 20 mm | 100 Nos | 0.08 | 30.00 | 2.40
587 |  | LABOUR
587 | 0156 | Carpenter (average) | day | 0.40 | 709.00 | 283.60
587 | 0114 | Beldar | day | 0.40 | 558.00 | 223.20
587 | 9999 | Sundries | L.S. | 20.36 | 2.00 | 40.72
587 | TOTAL |  |  |  |  | 4310.85 | W
587 | Add 1 % Water charges on "W" |  |  |  |  | 43.11
587 | TOTAL |  |  |  |  | 4353.96 X
587 |  | Add GST on "X" (multiplying factor
587 |  | 0.1405) 611.73
587 | TOTAL |  |  |  |  | 4965.69 Y
587 | Add 15% CPOH on "Y" |  |  |  |  | 744.85
587 | TOTAL |  |  |  |  | 5710.54 | Z
587 | Add Cess @ 1% on "Z" |  |  |  |  | 57.11
587 | Cost of 2.38 sqm |  |  |  |  | 5767.65
587 | Cost of 1 sqm |  |  |  |  | 2423.38
587 | Say |  |  |  |  | 2423.40
588 | 9.120.2 | 30 mm thick pre laminated PVC door shutters Details of cost for one door shutter 2.20x1.08m = 2.38 sqm MATERIAL
588 | 8004 | Factory made PVC rigid foam panelled shutter as per IS : 4020 i/c carriage | sqm | 2.38 | 1547.45 | 3682.93
588 | 8100 | Powder coated M.S. butt hinges 100mm X58mmX1.9mm | 10 Nos | 0.40 | 123.00 | 49.20
588 | 0637 | Bright finished or black enamelled mild steel screws 40 mm | 100 Nos | 0.48 | 60.00 | 28.80
588 | 0640 | Bright finished or black enamelled mild steel screws 20 mm | 100 Nos | 0.08 | 30.00 | 2.40
588 |  | LABOUR
588 | 0156 | Carpenter (average) | day | 0.40 | 709.00 | 283.60
588 | 0114 | Beldar | day | 0.40 | 558.00 | 223.20
588 | 9999 | Sundries | L.S. | 20.36 | 2.00 | 40.72
588 | TOTAL |  |  |  |  | 4310.85 | W
588 | Add 1 % Water charges on "W" |  |  |  |  | 43.11
588 | TOTAL |  |  |  |  | 4353.96 X
588 |  | Add GST on "X" (multiplying factor
588 |  | 0.1405) 611.73
588 | TOTAL |  |  |  |  | 4965.69 Y
588 | Add 15% CPOH on "Y" |  |  |  |  | 744.85
588 | TOTAL |  |  |  |  | 5710.54 | Z
588 | Add Cess @ 1% on "Z" |  |  |  |  | 57.11
588 | Cost of 2.38 sqm |  |  |  |  | 5767.65
588 | Cost of 1 sqm |  |  |  |  | 2423.38
588 | Say |  |  |  |  | 2423.40
588 | 9.121 | Providing and fixing Fiber Glass Reinforced plastic (FRP) Door Frames of cross- section 90 mm x 45 mm having single rebate of 32 mm x 15 mm to receive shutter of 30 mm thickness. The laminate shall be moulded with fire resistant grade unsaturated polyester resin and chopped mat. Door frame laminate shall be 2mm thick and shall be filled with suitable wooden block in all the three legs. The frame shall be covered with fiber glass from all sides. M.S. stay shall be provided at the bottom to steady the frame. Details of cost for one door frame of 5 metre MATERIAL
588 | 8707 | Factory made glass reinforced plastic door frame 90x45 mm i/c carriage. | metre | 5.00 | 467.00 | 2335.00
588 |  | LABOUR
588 | 0156 | Carpenter (average) | day | 0.15 | 709.00 | 106.35
588 | 0114 | Beldar | day | 0.15 | 558.00 | 83.70
589 | 9999 | Sundries | L.S. | 7.80 | 2.00 | 15.60
589 | TOTAL |  |  |  |  | 2540.65 W
589 | Add 1 % Water charges on "W" |  |  |  |  | 25.41
589 | TOTAL |  |  |  |  | 2566.06 X
589 |  | Add GST on "X" (multiplying factor
589 |  | 0.1405) 360.53
589 | TOTAL |  |  |  |  | 2926.59 Y
589 | Add 15% CPOH on "Y" |  |  |  |  | 438.99
589 | TOTAL |  |  |  |  | 3365.58 | Z
589 | Add Cess @ 1% on "Z" |  |  |  |  | 33.66
589 | Cost of 5 metres |  |  |  |  | 3399.23
589 | Cost of 1 metre |  |  |  |  | 679.85
589 | Say |  |  |  |  | 679.85
589 | 9.122 | Providing and fixing to existing door frames.
589 | 9.122.1 | 30 mm thick Glass Fibre Reinforced Plastic (FRP) panelled door shutter of required colour and approved brand and manufacture, made with fire - retardant grade unsaturated polyester resin, moulded to 3 mm thick FRP laminate for forming hollow rails and styles, with wooden frame and suitable blocks of seasoned wood inside at required places for fixing of fittings, cast monolithically with 5 mm thick FRP laminate for panels conforming to IS: 14856, including fixing to frames. Details of cost for one door shutter 2.20x1.08m = 2.38 sqm MATERIAL
589 | 8708 | 30 mm thick factory madeglass fiber reinforced plastic panel door shutter i/c carriage. | sqm | 2.38 | 2326.00 | 5535.88
589 | 8100 | Powder coated M.S. butt hinges 100mm X58mmX1.9mm | 10 Nos | 0.40 | 123.00 | 49.20
589 | 0637 | Bright finished or black enamelled mild steel screws 40 mm | 100 Nos | 0.48 | 60.00 | 28.80
589 | 0640 | Bright finished or black enamelled mild steel screws 20 mm | 100 Nos | 0.08 | 30.00 | 2.40
589 |  | LABOUR
589 | 0156 | Carpenter (average) | day | 0.40 | 709.00 | 283.60
589 | 0114 | Beldar | day | 0.40 | 558.00 | 223.20
589 | 9999 | Sundries | L.S. | 20.36 | 2.00 | 40.72
589 | TOTAL |  |  |  |  | 6163.80 | W
589 | Add 1 % Water charges on "W" |  |  |  |  | 61.64
589 | TOTAL |  |  |  |  | 6225.44 X
589 |  | Add GST on "X" (multiplying factor
589 |  | 0.1405) 874.67
589 | TOTAL |  |  |  |  | 7100.11 Y
589 | Add 15% CPOH on "Y" |  |  |  |  | 1065.02
589 | TOTAL |  |  |  |  | 8165.13 | Z
589 | Add Cess @ 1% on "Z" |  |  |  |  | 81.65
589 | Cost of 2.38 sqm |  |  |  |  | 8246.78
589 | Cost of 1 sqm |  |  |  |  | 3465.03
589 | Say |  |  |  |  | 3465.05
590 | 9.122.2 | 30 mm thick Fiberglass Reinforced Plastic (F.R.P.) flush door shutter in different plain and wood finish made with fire retardant grade unsaturated polyester resin, moulded to 3 mm thick FRP laminate all around, with suitable wooden blocks inside at required places for fixing of fittings and polyurethane foam (PUF)/Polystyrene foam to be used as filler material throughout the hollow panel, casted monolithically with testing parameters of F.R.P. laminate conforming to table - 3 of IS: 14856, complete as per direction of Engineer-in-charge. Details of cost for one door shutter 2.20x1.08m = 2.38 sqm MATERIAL
590 | 8730 | 30 mm thick factory made glass fiber reinforced plastic flush door shutter i/c carriage. | sqm | 2.38 | 2675.00 | 6366.50
590 | 8100 | Powder coated M.S. butt hinges 100mm X58mmX1.9mm | 10 Nos | 0.40 | 123.00 | 49.20
590 | 0637 | Bright finished or black enamelled mild steel screws 40 mm | 100 Nos | 0.48 | 60.00 | 28.80
590 | 0640 | Bright finished or black enamelled mild steel screws 20 mm | 100 Nos | 0.08 | 30.00 | 2.40
590 |  | LABOUR
590 | 0156 | Carpenter (average) | day | 0.40 | 709.00 | 283.60
590 | 0114 | Beldar | day | 0.40 | 558.00 | 223.20
590 | 9999 | Sundries | L.S. | 20.36 | 2.00 | 40.72
590 | TOTAL |  |  |  |  | 6994.42 | W
590 | Add 1 % Water charges on "W" |  |  |  |  | 69.94
590 | TOTAL |  |  |  |  | 7064.36 X
590 |  | Add GST on "X" (multiplying factor
590 |  | 0.1405) 992.54
590 | TOTAL |  |  |  |  | 8056.91 Y
590 | Add 15% CPOH on "Y" |  |  |  |  | 1208.54
590 | TOTAL |  |  |  |  | 9265.44 | Z
590 | Add Cess @ 1% on "Z" |  |  |  |  | 92.65
590 | Cost of 2.38 sqm |  |  |  |  | 9358.10
590 | Cost of 1 sqm |  |  |  |  | 3931.97
590 | Say |  |  |  |  | 3931.95
590 | 9.123 | Providing and fixing factory made door frame (single rebate) made out of single piece extruded solid PVC foam profile with homogenous fine cellular structure having smooth outer integral skin having 62 mm width & 32 mm thickness, frame will be mitred & Jointed with self driven self tapping screws of size 38 mm x 4 mm & PVC solvent cement, including fixing the frame to wall with suitable dia & length anchor fastener as per manufacturer's specification and direction of Engineer-in-charge. Details of cost for one door frame of 5 metre MATERIAL
590 | 8710 | Factory made solid PVC door frame 60 x 30mm i/c carriage. | metre | 5.00 | 315.00 | 1575.00
591 |  | LABOUR
591 | 0156 | Carpenter (average) | day | 0.15 | 709.00 | 106.35
591 | 0114 | Beldar | day | 0.15 | 558.00 | 83.70
591 | 9999 | Sundries | L.S. | 7.80 | 2.00 | 15.60
591 | TOTAL |  |  |  |  | 1780.65 | W
591 | Add 1 % Water charges on "W" |  |  |  |  | 17.81
591 | TOTAL |  |  |  |  | 1798.46 X
591 |  | Add GST on "X" (multiplying factor
591 |  | 0.1405) 252.68
591 | TOTAL |  |  |  |  | 2051.14 Y
591 | Add 15% CPOH on "Y" |  |  |  |  | 307.67
591 | TOTAL |  |  |  |  | 2358.81 | Z
591 | Add Cess @ 1% on "Z" |  |  |  |  | 23.59
591 | Cost of 5 metres |  |  |  |  | 2382.40
591 | Cost of 1 meter |  |  |  |  | 476.48
591 | Say |  |  |  |  | 476.50
591 | 9.124 | Providing and fixing factory made 30 mm thick door shutter made of solid PVC foam profile. The styles & rails shall be of size 75 mm x 30 mm having wall thickness 5 mm. The styles, top & bottom rails shall have one side wall thickness of 15 mm integrally extruded on the hinge side of the profile for better screw holding power. The styles and rails shall be reinforced with M.S. tubes of size 33 mm x 17 mmx 1 mm, painted with primer , all four corners of reinforcement to be welded or sealed. Solid PVC extruded bidding (push fit type) will be set inside the styles and the rails with a cavity, to receive single piece extruded 5mm PVC sheet as panel. The styles and rails will be mitred cut and joint with the help of PVC solvent cement & self driven self tapping screws. Single piece extruded solid PVC lock rail of size 100 mm x 30 mm with wall thickness 5 mm & 15 mm integrally extruded in the middle of the lock rail & fixed with styles with the help of PVC solvent cement & self driven self tapping screws of size 100mm x 8 mm complete as per manufacturer's specifications and direction of Engineer-in-charge.
591 | 9.124.1 | Non decorative finish Details of cost for one door shutter 2.20x1.08m = 2.38 sqm MATERIAL
591 | 8712 | 30 mm thick factory made solid PVC profile panelled door single piece extruded profile non decorative finish. | sqm | 2.38 | 2000.00 | 4760.00
591 | 8100 | Powder coated M.S. butt hinges 100mm X58mmX1.9mm | 10 Nos | 0.40 | 123.00 | 49.20
591 | 0637 | Bright finished or black enamelled mild steel screws 40 mm | 100 Nos | 0.48 | 60.00 | 28.80
591 | 0640 | Bright finished or black enamelled mild steel screws 20 mm | 100 Nos | 0.08 | 30.00 | 2.40
591 |  | LABOUR
591 | 0156 | Carpenter (average) | day | 0.40 | 709.00 | 283.60
591 | 0114 | Beldar | day | 0.40 | 558.00 | 223.20
592 | 9999 | Sundries | L.S. | 20.36 | 2.00 | 40.72
592 | TOTAL |  |  |  |  | 5387.92 W
592 | Add 1 % Water charges on "W" |  |  |  |  | 53.88
592 | TOTAL |  |  |  |  | 5441.80 X
592 |  | Add GST on "X" (multiplying factor
592 |  | 0.1405) 764.57
592 | TOTAL |  |  |  |  | 6206.37 Y
592 | Add 15% CPOH on "Y" |  |  |  |  | 930.96
592 | TOTAL |  |  |  |  | 7137.33 | Z
592 | Add Cess @ 1% on "Z" |  |  |  |  | 71.37
592 | Cost of 2.38 sqm |  |  |  |  | 7208.70
592 | Cost of 1 sqm |  |  |  |  | 3028.87
592 | Say |  |  |  |  | 3028.85
592 | 9.124.2 | Decorative finish (both side wood grained finish) Details of cost for one door shutter 2.20x1.08m = 2.38 sqm MATERIAL
592 | 8709 | 30 mm thick factory made solid PVC profile panelled door single piece extruded profile decorative finish (wood grain printed on both side) | sqm | 2.38 | 2100.00 | 4998.00
592 | 8100 | Powder coated M.S. butt hinges 100mm X58mmX1.9mm | 10 Nos | 0.40 | 123.00 | 49.20
592 | 0637 | Bright finished or black enamelled mild steel screws 40 mm | 100 Nos | 0.48 | 60.00 | 28.80
592 | 0640 | Bright finished or black enamelled mild steel screws 20 mm | 100 Nos | 0.08 | 30.00 | 2.40
592 |  | LABOUR
592 | 0156 | Carpenter (average) | day | 0.40 | 709.00 | 283.60
592 | 0114 | Beldar | day | 0.40 | 558.00 | 223.20
592 | 9999 | Sundries | L.S. | 20.36 | 2.00 | 40.72
592 | TOTAL |  |  |  |  | 5625.92 | W
592 | Add 1 % Water charges on "W" |  |  |  |  | 56.26
592 | TOTAL |  |  |  |  | 5682.18 X
592 |  | Add GST on "X" (multiplying factor
592 |  | 0.1405) 798.35
592 | TOTAL |  |  |  |  | 6480.53 Y
592 | Add 15% CPOH on "Y" |  |  |  |  | 972.08
592 | TOTAL |  |  |  |  | 7452.60 | Z
592 | Add Cess @ 1% on "Z" |  |  |  |  | 74.53
592 | Cost of 2.38 sqm |  |  |  |  | 7527.13
592 | Cost of 1 sqm |  |  |  |  | 3162.66
592 | Say |  |  |  |  | 3162.65
593 | 9.125 | Providing and fixing PVC rigid foam sheet 1 mm thick on existing door shutters (bathroom and W.C. doors) using synthetic rubber based adhesive. Details of cost for 1.0x0.3m = 0.3 sqm MATERIAL PVC rigid foam shet 1mm thick = 0.30 sqm Add wastage @ 10% = 0.03 sqm
593 | 8006 | Factory made PVC rigid foam sheet 1mm thick | sqm | 0.33 | 155.80 | 51.41
593 |  | PVC rigid foam sheet1mm thick = 0.30
593 |  | sqm + Add wastage @ 10% = 0.03
593 |  | sqm. Total = 0.33 sqm
593 | 9999 | Rubber adhesive | L.S. | 21.84 | 2.00 | 43.68
593 |  | LABOUR
593 | 0111 | Carpenter 1st class | day | 0.11 | 738.00 | 81.18
593 | 0114 | Beldar | day | 0.14 | 558.00 | 78.12
593 | 0130 | Mistry | day | 0.02 | 738.00 | 14.76
593 | TOTAL |  |  |  |  | 269.15 W
593 | Add 1 % Water charges on "W" |  |  |  |  | 2.69
593 | TOTAL |  |  |  |  | 271.84 X
593 |  | Add GST on "X" (multiplying factor
593 |  | 0.1405) 38.19
593 | TOTAL |  |  |  |  | 310.03 Y
593 | Add 15% CPOH on "Y" |  |  |  |  | 46.50
593 | TOTAL |  |  |  |  | 356.53 | Z
593 | Add Cess @ 1% on "Z" |  |  |  |  | 3.57
593 | Cost of 0.30 sqm |  |  |  |  | 360.10
593 | Cost of 1 sqm |  |  |  |  | 1200.33
593 | Say |  |  |  |  | 1200.35
593 | 9.126 | Providing and fixing 12 mm thick panelling or panelling and glazing in panelled or panelled and glazed shutters for doors, windows and clerestory windows (area of opening for panel inserts excluding portion inside grooves or rebates to be measured). Panelling for panelled or panelled and glazed shutters 25 mm to 40 mm thick.
593 | 9.126.1 | Marine plywood conforming to IS: 710 Details of cost for shutters of a door with 2/3rd panelling 200x108cm = 2.16sqm. Panel area = 4x45.1x36.55cm = 0.66sqm. MATERIAL Plywood 4x47.2x38.65cm = 0.73sqm+ Add for wastage @ 10% = 0.07sqm. Total = 0.80 sqm.
593 | 8724 | 12mm thick marine plywood conforming to IS:710 | sqm | 0.80 | 695.00 | 556.00
593 | 9977 | Carriage of Plywood | L.S. | 1.82 | 2.00 | 3.64
594 |  | LABOUR
594 | 0111 | Carpenter 1st class | day | 0.57 | 738.00 | 420.66
594 | 9999 | Sundries | L.S. | 4.42 | 2.00 | 8.84
594 | TOTAL |  |  |  |  | 989.14 W
594 | Add 1 % Water charges on "W" |  |  |  |  | 9.89
594 | TOTAL |  |  |  |  | 999.03 X
594 |  | Add GST on "X" (multiplying factor
594 |  | 0.1405) 140.36
594 | TOTAL |  |  |  |  | 1139.40 Y
594 | Add 15% CPOH on "Y" |  |  |  |  | 170.91
594 | TOTAL |  |  |  |  | 1310.30 | Z
594 | Add Cess @ 1% on "Z" |  |  |  |  | 13.10
594 | Cost of 0.66 sqm. |  |  |  |  | 1323.41
594 | Cost of 1 sqm. |  |  |  |  | 2005.16
594 | Say |  |  |  |  | 2005.15
594 | 9.126.2 | Fire retardant plywood conforming to IS: 5509 Details of cost for shutters of a door with 2/3rd panelling 200x108cm = 2.16sqm. Panel area = 4x45.1x36.55cm = 0.66sqm. MATERIAL Plywood 4x47.2x38.65cm = 0.73sqm+ Add for wastage @ 10% = 0.07sqm. Total = 0.80 sqm.
594 | 8725 | 12mm thick fire retardant plywood conforming to IS: 5509. | sqm | 0.80 | 850.00 | 680.00
594 | 9977 | Carriage of Plywood | L.S. | 1.82 | 2.00 | 3.64
594 |  | LABOUR
594 | 0111 | Carpenter 1st class | day | 0.57 | 738.00 | 420.66
594 | 9999 | Sundries | L.S. | 4.42 | 2.00 | 8.84
594 | TOTAL |  |  |  |  | 1113.14 W
594 | Add 1 % Water charges on "W" |  |  |  |  | 11.13
594 | TOTAL |  |  |  |  | 1124.27 X
594 |  | Add GST on "X" (multiplying factor
594 |  | 0.1405) 157.96
594 | TOTAL |  |  |  |  | 1282.23 Y
594 | Add 15% CPOH on "Y" |  |  |  |  | 192.33
594 | TOTAL |  |  |  |  | 1474.57 | Z
594 | Add Cess @ 1% on "Z" |  |  |  |  | 14.75
594 | Cost of 0.66 sqm. |  |  |  |  | 1489.31
594 | Cost of 1 sqm. |  |  |  |  | 2256.53
594 | Say |  |  |  |  | 2256.55
595 | 9.127 | Providing & Fixing decorative high pressure laminated sheet of plain / wood grain in gloss / matt/ suede finish with high density protective surface layer and reverse side of adhesive bonding quality conforming to IS : 2046 Type S, including cost of adhesive of approved quality.
595 | 9.127.1 | 1.5 mm thick Details of cost for 5.00 sqm MATERIAL Decorative laminate = 5.00 sqm Add wastage @ 10% = 0.50 sqm Total = 5.50 sqm
595 | 8726 | 1.5mm thick decorative laminated sheet | sqm | 5.50 | 365.00 | 2007.50
595 | 9999 | Adhesive | L.S. | 195.00 | 2.00 | 390.00
595 |  | LABOUR
595 | 0111 | Carpenter 1st class | day | 0.50 | 738.00 | 369.00
595 | 0114 | Beldar | day | 0.50 | 558.00 | 279.00
595 | 9999 | Sundries i/c nails etc. | L.S. | 52.00 | 2.00 | 104.00
595 | TOTAL |  |  |  |  | 3149.50 W
595 | Add 1 % Water charges on "W" |  |  |  |  | 31.50
595 | TOTAL |  |  |  |  | 3181.00 X
595 |  | Add GST on "X" (multiplying factor
595 |  | 0.1405) 446.93
595 | TOTAL |  |  |  |  | 3627.92 Y
595 | Add 15% CPOH on "Y" |  |  |  |  | 544.19
595 | TOTAL |  |  |  |  | 4172.11 | Z
595 | Add Cess @ 1% on "Z" |  |  |  |  | 41.72
595 |  | Cost for 5.00 sqm 4213.83
595 |  | Cost for 1 sqm 842.77
595 | Say |  |  |  |  | 842.75
595 | 9.127.2 | 1.0 mm thick Details of cost for 5.00 sqm MATERIAL Decorative laminate = 5.00 sqm Add wastage @ 10% = 0.50 sqm Total = 5.50 sqm
595 | 8727 | 1.0mm thick decorative laminated sheet | sqm | 5.50 | 280.00 | 1540.00
595 | 9999 | Adhesive | L.S. | 195.00 | 2.00 | 390.00
595 |  | LABOUR
595 | 0111 | Carpenter 1st class | day | 0.50 | 738.00 | 369.00
595 | 0114 | Beldar | day | 0.50 | 558.00 | 279.00
595 | 9999 | Sundries i/c nails etc. | L.S. | 52.00 | 2.00 | 104.00
595 | TOTAL |  |  |  |  | 2682.00 W
595 | Add 1 % Water charges on "W" |  |  |  |  | 26.82
595 | TOTAL |  |  |  |  | 2708.82 X
595 |  | Add GST on "X" (multiplying factor
595 |  | 0.1405) 380.59
595 | TOTAL |  |  |  |  | 3089.41 Y
595 | Add 15% CPOH on "Y" |  |  |  |  | 463.41
595 | TOTAL |  |  |  |  | 3552.82 | Z
595 | Add Cess @ 1% on "Z" |  |  |  |  | 35.53
595 |  | Cost for 5.00 sqm 3588.35
595 |  | Cost for 1 sqm 717.67
595 | Say |  |  |  |  | 717.65
596 | 9.128 | Providing and fixing factory made Fiberglass Reinforced plastics (F.R.P.) chajja 4 mm thick of required colour, size and design made by Resin Transfer Moulding (RTM) Machine Technology, resulting in void free compact laminate in single piece, having smooth gradual slope curvature for easy drainage of water and duly reinforced by 2 nos vertically and 1 nos horizontally 50x2 mm thick M.S. flat with 12 mm in built hole for grouting on the existing wall along with the 50 mm flanges duly inserted and sealed in the wall complete in one single piece casted monolithically, including all necessary fittings . The FRP Chajja should be manufactured using unsaturated Polyester resin as per IS: 6746, duly reinforced with fibre glass chopped strand mat (CSM) as per IS: 11551 complete with protective Gel coat U/V coating on Top for complete resistance from the extreme of temperature, weather & sunlight (Only plan area of chajjas shall be measured for making payment). Detail of cost for a chajja 0.90 x 0.60 = 0.54 sqm MATERIAL
596 | 8713 | Fiber glass reinforced plastic chajja. including accessories | sqm | 0.54 | 3000.00 | 1620.00
596 | 9977 | Carriage | L.S. | 26.00 | 2.00 | 52.00
596 | 9999 | fixing charges including sundries. | L.S. | 143.00 | 2.00 | 286.00
596 | TOTAL |  |  |  |  | 1958.00 W
596 | Add 1 % Water charges on "W" |  |  |  |  | 19.58
596 | TOTAL |  |  |  |  | 1977.58 X
596 |  | Add GST on "X" (multiplying factor
596 |  | 0.1405) 277.85
596 | TOTAL |  |  |  |  | 2255.43 Y
596 | Add 15% CPOH on "Y" |  |  |  |  | 338.31
596 | TOTAL |  |  |  |  | 2593.74 | Z
596 | Add Cess @ 1% on "Z" |  |  |  |  | 25.94
596 |  | Cost for 0.54 sqm 2619.68
596 |  | Cost for 1 sqm 4851.26
596 | Say |  |  |  |  | 4851.25
596 | 9.129 | Providing and fixing cup board shutters 25 mm thick, with Pre-laminated flat pressed three layer particle board or graded wood particle board IS: 12823 marked, exterior grade (Grade l Type ll), having one side decorative lamination and other side balancing lamination, including IInd class teak wood lipping of 25 mm wide x12 mm thick with necessary screws and bright finished stainless steel piano hinges, complete as per direction of the Engineer-in-Charge Details of cost for one shutter 2.20x1.00m= 2.20sqm. MATERIAL
596 | 7272 | 25 mm thick melamine faced prelam inated three layer particle board | sqm | 2.20 | 900.00 | 1980.00
596 | 9977 | CARRIAGE | L.S. | 29.64 | 2.00 | 59.28
596 | 8678 | 1mm thick 35mm wide bright finished stainless steel piano hinges . | metre | 4.40 | 42.00 | 184.80
596 | 0685 | Oxidised mild steel screws 25 mm | 100 Nos | 1.25 | 36.00 | 45.00
596 |  | LABOUR
596 | 0111 | Carpenter 1st class | day | 0.50 | 738.00 | 369.00
597 | 0114 | Beldar | day | 0.50 | 558.00 | 279.00
597 | 0130 | Mistry | day | 0.07 | 738.00 | 51.66
597 | 7271 | IInd class teak wood lipping 25 mm wide x 12 mm thick | metre | 7.00 | 29.00 | 203.00
597 | TOTAL |  |  |  |  | 3171.74 W
597 | Add 1 % Water charges on "W" |  |  |  |  | 31.72
597 | TOTAL |  |  |  |  | 3203.46 X
597 |  | Add GST on "X" (multiplying factor
597 |  | 0.1405) 450.09
597 | TOTAL |  |  |  |  | 3653.54 Y
597 | Add 15% CPOH on "Y" |  |  |  |  | 548.03
597 | TOTAL |  |  |  |  | 4201.57 | Z
597 | Add Cess @ 1% on "Z" |  |  |  |  | 42.02
597 |  | Cost for 2.20sqm. 4243.59
597 | Cost of 1 sqm |  |  |  |  | 1928.90
597 | Say |  |  |  |  | 1928.90
597 | 9.130 | Providing and fixing cup board shutters with 25 mm thick veneered particle board IS : 3097 marked, exterior grade (Grade I), of approved make, including IInd class teak wood lipping of 25 mm wide x 12 mm thick with necessary screws and bright finished stainless steel piano hinges, complete as per direction of Engineer-in-Charge.
597 | 9.130.1 | With decorative veneering on one side and commercial veneering on other side Details of cost for one shutter 2.20x1.00m = 2.20sqm. MATERIAL
597 | 7269 | 25 mm thick particle board | sqm | 2.20 | 460.00 | 1012.00
597 | 0346 | Extra for veneered particle board with Teak veneering on one side and commercial veneered on other side | sqm | 2.20 | 230.00 | 506.00
597 | 9977 | CARRIAGE | L.S. | 29.64 | 2.00 | 59.28
597 | 8678 | 1mm thick 35mm wide bright finished stainless steel piano hinges . | metre | 4.40 | 42.00 | 184.80
597 | 0685 | Oxidised mild steel screws 25 mm | 100 Nos | 1.25 | 36.00 | 45.00
597 |  | LABOUR
597 | 0111 | Carpenter 1st class | day | 0.50 | 738.00 | 369.00
597 | 0114 | Beldar | day | 0.50 | 558.00 | 279.00
597 | 0130 | Mistry | day | 0.07 | 738.00 | 51.66
597 | 7271 | IInd class teak wood lipping 25 mm wide x 12 mm thick | metre | 7.00 | 29.00 | 203.00
597 | TOTAL |  |  |  |  | 2709.74 W
597 | Add 1 % Water charges on "W" |  |  |  |  | 27.10
597 | TOTAL |  |  |  |  | 2736.84 X
597 |  | Add GST on "X" (multiplying factor
597 |  | 0.1405) 384.53
597 | TOTAL |  |  |  |  | 3121.36 Y
597 | Add 15% CPOH on "Y" |  |  |  |  | 468.20
597 | TOTAL |  |  |  |  | 3589.57 | Z
597 | Add Cess @ 1% on "Z" |  |  |  |  | 35.90
597 |  | Cost for 2.20sqm. 3625.46
597 | Cost of 1 sqm |  |  |  |  | 1647.94
597 | Say |  |  |  |  | 1647.95
598 | 9.130.2 | With non decorative veneering on both sides Details of cost for one shutter 2.20x1.00m= 2.20sqm. MATERIAL
598 | 7269 | 25 mm thick particle board | sqm | 2.20 | 460.00 | 1012.00
598 | 0347 | Extra for veneered particle board with Commercial veneering on both sides | sqm | 2.20 | 155.00 | 341.00
598 | 9977 | CARRIAGE | L.S. | 29.64 | 2.00 | 59.28
598 | 8678 | 1mm thick 35mm wide bright finished stainless steel piano hinges . | metre | 4.40 | 42.00 | 184.80
598 | 0685 | Oxidised mild steel screws 25 mm | 100 Nos | 1.25 | 36.00 | 45.00
598 |  | LABOUR
598 | 0111 | Carpenter 1st class | day | 0.50 | 738.00 | 369.00
598 | 0114 | Beldar | day | 0.50 | 558.00 | 279.00
598 | 0130 | Mistry | day | 0.07 | 738.00 | 51.66
598 | 7271 | IInd class teak wood lipping 25 mm wide x 12 mm thick | metre | 7.00 | 29.00 | 203.00
598 | TOTAL |  |  |  |  | 2544.74 W
598 | Add 1 % Water charges on "W" |  |  |  |  | 25.45
598 | TOTAL |  |  |  |  | 2570.19 X
598 |  | Add GST on "X" (multiplying factor
598 |  | 0.1405) 361.11
598 | TOTAL |  |  |  |  | 2931.30 Y
598 | Add 15% CPOH on "Y" |  |  |  |  | 439.69
598 | TOTAL |  |  |  |  | 3370.99 | Z
598 | Add Cess @ 1% on "Z" |  |  |  |  | 33.71
598 |  | Cost for 2.20sqm. 3404.70
598 | Cost of 1 sqm |  |  |  |  | 1547.59
598 | Say |  |  |  |  | 1547.60
598 | 9.131 | Providing and fixing factory made shutters of Pre-laminated particle board flat pressed three layer or graded wood particle board with one side decorative finish and other side balancing lamination conforming to IS: 12823 Grade l Type ll, of approved design, and edges sealed with water resistant paint and lipped with aluminium 'U' type edge beading all- round the shutter, including fixing with angle cleat, grip strip, cadmium plated steel screws, including fixing of aluminium hinges 100x63x4 mm etc. complete as per architectural drawing and direction of Engineer-in-Charge (Cost of 'U' beading and hinges will be paid for separately).
598 | 9.131.1 | 25 mm thick Details of cost for 2.10sqm. (Door size 2.1x1.00 = 2.10sqm.) MATERIAL Prelaminated particle board = 2.10sqm. + Add for wastage @ 5% = 0.11sqm. Total = 2.21sqm.
598 | 7445 | 25 mm prelaminated flush door both side decorative | sqm | 2.21 | 800.00 | 1768.00
598 | 7443 | Aluminium single cleat of size 30x32x3 | each | 4.00 | 14.00 | 56.00
598 | 7444 | Aluminium grip strip of size 50x12x2 | each | 8.00 | 11.00 | 88.00
599 | 0834 | Synthetic enamel paint in all shades except black or chocolate shade | litre | 0.15 | 160.00 | 24.00
599 | 9988 | Carriage of materials including loading and unloading | L.S. | 19.50 | 2.00 | 39.00
599 | 9999 | Sundries and screws etc. | L.S. | 39.00 | 2.00 | 78.00
599 |  | LABOUR
599 | 0112 | Carpenter 2nd class | day | 0.27 | 679.00 | 183.33
599 | 0114 | Beldar | day | 0.30 | 558.00 | 167.40
599 | TOTAL |  |  |  |  | 2403.73 W
599 | Add 1 % Water charges on "W" |  |  |  |  | 24.04
599 | TOTAL |  |  |  |  | 2427.77 X
599 |  | Add GST on "X" (multiplying factor
599 |  | 0.1405) 341.10
599 | TOTAL |  |  |  |  | 2768.87 Y
599 | Add 15% CPOH on "Y" |  |  |  |  | 415.33
599 | TOTAL |  |  |  |  | 3184.20 | Z
599 | Add Cess @ 1% on "Z" |  |  |  |  | 31.84
599 |  | Cost for 2.10sqm. 3216.04
599 | Cost of 1 sqm |  |  |  |  | 1531.45
599 | Say |  |  |  |  | 1531.45
599 | 9.132 | Providing and fixing aluminum U beading of required size to Pre-laminated/flush door shutter, including fixing etc. complete as per direction of Engineer-in-charge. Details of cost for 1kg. MATERIAL Aluminum U beading = 1.00kg + Add 10% wastage = 0.10 Total = 1.10kg.
599 | 7449 | Aluminium U beading | kilogram | 1.10 | 210.00 | 231.00
599 | 9999 | Anodized 15 micron | L.S. | 65.00 | 2.00 | 130.00
599 | 9999 | Sundries including screws, fixing, carriage etc. | L.S. | 13.00 | 2.00 | 26.00
599 | TOTAL |  |  |  |  | 387.00 W
599 | Add 1 % Water charges on "W" |  |  |  |  | 3.87
599 | TOTAL |  |  |  |  | 390.87 X
599 |  | Add GST on "X" (multiplying factor
599 |  | 0.1405) 54.92
599 | TOTAL |  |  |  |  | 445.79 Y
599 | Add 15% CPOH on "Y" |  |  |  |  | 66.87
599 | TOTAL |  |  |  |  | 512.66 | Z
599 | Add Cess @ 1% on "Z" |  |  |  |  | 5.13
599 |  | Cost for 1 kg. 517.78
599 | Say |  |  |  |  | 517.80
600 | 9.133 | Providing and fixing, in position concealed G.I. section for wall paneling using board of required thickness fixed on the 'W' profile (0.55 mm thick) having a knurled web of 51.55 mm and two flanges of 26 mm each with lips of 10.55 mm, placed @ 610 mm C/C in perimeter channel having one flange of 20 mm and another flange of 30 mm with thickness of 0.55 mm and web of length 27 mm. Perimeter channel is fixed on the floor and the ceiling with the nylon sleeves @ 610 mm C/C with fully threaded self-tapping dry wall screws. Board is fixed to the 'W' profile with 25 mm countersunk ribbed head screws @ 200 mm C/C., all complete as per the drawing & directions of engineer-in-charge, the joints of the boards are finished with specially formulated jointing compound and 48mm wide jointing tape to provide seamless finish.
600 | 9.133.1 | Tapered edge calcium silicate board made with calcareous & siliceous materials reinforced with cellulose fiber manufactured through autoclaving process to give stable crystalline structure with compressive strength 225 kg/ sq.cm, Bending strength 100 kg/sq.cm.
600 | 9.133.1.1 | 10 mm thick Details of cost for 3.66 m x 3.05 m = 11.16 sqm. MATERIAL Calcium silicate board 10mm thick = 11.16 sqm+ Add wastage @ 10% = 1.12 sqm. Total = 12.28 sqm
600 | 8700 | 10 mm thick calcium silicate board. | sqm | 12.28 | 420.00 | 5157.60
600 | 8720 | Ceiling sections 0.55 mm thick having a knurled web of 51.55mm and two flanges of 26mm each with lips of 10.55mm. | metre | 19.66 | 35.00 | 688.10
600 | 8721 | Perimeter channel having one flange of 20mm and another flange of 30mm with thickness of 0.55mm and web of length 27mm | metre | 9.60 | 22.00 | 211.20
600 | 8722 | Nylon sleeves & wooden screws (40mm) | each | 42.00 | 2.00 | 84.00
600 | 8723 | Counter sunk ribbed head screw 25 mm | 100 Nos | 1.76 | 68.00 | 119.68
600 | 9999 | Jointing compound | L.S. | 20.80 | 2.00 | 41.60
600 | 7018 | Joint tape roll | roll | 0.19 | 100.00 | 19.00
600 | 9999 | Sundries i/c rawl plug, scaffolfing etc. | L.S. | 52.00 | 2.00 | 104.00
600 | 9977 | Carriage of materials | L.S. | 26.00 | 2.00 | 52.00
600 |  | LABOUR
600 | 0111 | Carpenter 1st class | day | 3.80 | 738.00 | 2804.40
600 | 0114 | Beldar | day | 4.60 | 558.00 | 2566.80
600 | TOTAL |  |  |  |  | 11848.38 W
600 | Add 1 % Water charges on "W" |  |  |  |  | 118.48
600 | TOTAL |  |  |  |  | 11966.86 X
600 |  | Add GST on "X" (multiplying factor
600 |  | 0.1405) 1681.34
600 | TOTAL |  |  |  |  | 13648.21 Y
600 | Add 15% CPOH on "Y" |  |  |  |  | 2047.23
600 | TOTAL |  |  |  |  | 15695.44 | Z
600 | Add Cess @ 1% on "Z" |  |  |  |  | 156.95
600 |  | Cost for 11.16 sqm 15852.39
600 |  | Cost for 1 sqm 1420.47
600 | Say |  |  |  |  | 1420.45
601 | 9.133.2 | Multipurpose cement board reinforced with suitable fibre cement screw.
601 | 9.133.2.1 | 8 mm thick cement fibre board as per IS : 14862 Details of cost for 3.66 m x 3.05 m = 11.16 sqm. MATERIAL Multipurpose non asbestos fibre cement board 8mm thick.= 11.16 sqm+ Add wastage @ 10% = 1.12 sqm. Total = 12.28 sqm
601 | 0237 | Multi purpose fibre (high impact poly propelene reinforced) cement board 8mm thick. | sqm | 12.28 | 220.00 | 2701.60
601 | 8720 | Ceiling sections 0.55 mm thick having a knurled web of 51.55mm and two flanges of 26mm each with lips of 10.55mm. | metre | 19.66 | 35.00 | 688.10
601 | 8721 | Perimeter channel having one flange of 20mm and another flange of 30mm with thickness of 0.55mm and web of length 27mm. | metre | 9.60 | 22.00 | 211.20
601 | 8722 | Nylon sleeves & wooden screws (40mm) | each | 42.00 | 2.00 | 84.00
601 | 8723 | Counter sunk ribbed head screw 25 mm | 100 Nos | 1.76 | 68.00 | 119.68
601 | 9999 | Jointing compound | L.S. | 20.80 | 2.00 | 41.60
601 | 7018 | Joint tape roll | roll | 0.19 | 100.00 | 19.00
601 | 9999 | Sundries i/c rawl plug, scaffolfing etc. | L.S. | 52.00 | 2.00 | 104.00
601 | 9977 | Carriage of materials | L.S. | 26.00 | 2.00 | 52.00
601 |  | LABOUR
601 | 0111 | Carpenter 1st class | day | 3.80 | 738.00 | 2804.40
601 | 0114 | Beldar | day | 4.60 | 558.00 | 2566.80
601 | TOTAL |  |  |  |  | 9392.38 W
601 | Add 1 % Water charges on "W" |  |  |  |  | 93.92
601 | TOTAL |  |  |  |  | 9486.30 X
601 |  | Add GST on "X" (multiplying factor
601 |  | 0.1405) 1332.83
601 | TOTAL |  |  |  |  | 10819.13 Y
601 | Add 15% CPOH on "Y" |  |  |  |  | 1622.87
601 | TOTAL |  |  |  |  | 12442.00 | Z
601 | Add Cess @ 1% on "Z" |  |  |  |  | 124.42
601 |  | Cost for 11.16 sqm 12566.42
601 |  | Cost for 1 sqm 1126.02
601 | Say |  |  |  |  | 1126.00
601 | 9.133.2.2 | 8 mm thick Cement bonded wood particle board as per IS:14276 Details of cost for 3.66 m x 3.05 m = 11.16 sqm MATERIAL:
601 | 0243 | Multipurpose cement bonded wood particle board 8mm thick | Sqm | 12.280 | 215.00 | 2640.20
601 |  | Add wastage @ 10% =1.12 sqm.
601 |  | Total = 12.28 sqm
602 | 8720 | Ceiling sections 0.55 mm thick having a knurled web of 51.55 mm and two flanges of 26 mm each with lips of 10.55 mm | metre | 19.660 | 35.00 | 688.10
602 | 8721 | Perimeter channel having one flange of 20 mm and another flange of 30 mm with thickness of 0.55 mm and web of length 27 mm | metre | 9.60 | 22.00 | 211.20
602 | 8722 | Nylon sleeves & wooden screws (40 mm) | each | 42.00 | 2.00 | 84.00
602 | 8723 | Counter sunk ribbed head screw 25 mm | 100 Nos | 1.76 | 68.00 | 119.68
602 | 9999 | Jointing compound | L.S | 20.80 | 2.00 | 41.60
602 | 7018 | Joint tape roll | each roll | 0.19 | 100.00 | 19.00
602 | 9999 | Sundries i/c rawl plug. Scaffolding etc. | L.S | 52.00 | 2.00 | 104.00
602 | 9999 | Carriage of materials | L.S | 26.00 | 2.00 | 52.00
602 |  | LABOUR:
602 | 0111 | Carpenter 1 st class | day | 3.80 | 738.00 | 2804.40
602 | 0114 | Beldar | day | 4.60 | 558.00 | 2566.80
602 | TOTAL |  |  |  |  | 9330.98 W
602 | Add 1 % Water charges on "W" |  |  |  |  | 93.31
602 | TOTAL |  |  |  |  | 9424.29 X
602 |  | Add GST on "X" (multiplying factor
602 |  | 0.1405) 1324.11
602 | TOTAL |  |  |  |  | 10748.40 Y
602 | Add 15% CPOH on "Y" |  |  |  |  | 1612.26
602 | TOTAL |  |  |  |  | 12360.66 | Z
602 | Add Cess @ 1% on "Z" |  |  |  |  | 123.61
602 | Cost of 11.16 sqm |  |  |  |  | 12484.27
602 | Cost of 1 sqm |  |  |  |  | 1118.66
602 | Say |  |  |  |  | 1118.65
602 | 9.133.3 | Plain Gypsum plaster board conforming to IS: 2095 (Part -1) : 2011 (Board with BIS certification marks).
602 | 9.133.3.1 | 12.5 mm thick Details of cost for 3.66 m x 3.05 m = 11.16 sqm. MATERIAL Plain Gypsum board 12.5 mm thick.= 11.16 sqm Add wastage @ 10% = 1.12 sqm. Total = 12.28 sqm
602 | 7009 | 12.5 mm thick Plain Gypsum plaster board | sqm | 12.28 | 155.00 | 1903.40
602 | 8720 | Ceiling sections 0.55 mm thick having a knurled web of 51.55mm and two flanges of 26mm each with lips of 10.55mm. | metre | 19.66 | 35.00 | 688.10
602 | 8721 | Perimeter channel having one flange of 20mm and another flange of 30mm with thickness of 0.55mm and web of length 27mm. | metre | 9.60 | 22.00 | 211.20
603 | 8722 | Nylon sleeves & wooden screws (40mm) | each | 42.00 | 2.00 | 84.00
603 | 8723 | Counter sunk ribbed head screw 25 mm | 100 Nos | 1.76 | 68.00 | 119.68
603 | 9999 | Jointing compound | L.S. | 20.80 | 2.00 | 41.60
603 | 7018 | Joint tape roll | roll | 0.19 | 100.00 | 19.00
603 | 9999 | Sundries i/c rawl plug, scaffolfing etc. | L.S. | 52.00 | 2.00 | 104.00
603 | 9977 | Carriage of materials | L.S. | 26.00 | 2.00 | 52.00
603 |  | LABOUR
603 | 0111 | Carpenter 1st class | day | 3.80 | 738.00 | 2804.40
603 | 0114 | Beldar | day | 4.60 | 558.00 | 2566.80
603 | TOTAL |  |  |  |  | 8594.18 W
603 | Add 1 % Water charges on "W" |  |  |  |  | 85.94
603 | TOTAL |  |  |  |  | 8680.12 X
603 |  | Add GST on "X" (multiplying factor
603 |  | 0.1405) 1219.56
603 | TOTAL |  |  |  |  | 9899.68 Y
603 | Add 15% CPOH on "Y" |  |  |  |  | 1484.95
603 | TOTAL |  |  |  |  | 11384.63 | Z
603 | Add Cess @ 1% on "Z" |  |  |  |  | 113.85
603 |  | Cost for 11.16 sqm 11498.48
603 |  | Cost for 1 sqm 1030.33
603 | Say |  |  |  |  | 1030.35
603 | 9.134 | Providing and fixing wire gauge shutters using stainless steel grade 304 wire gauge with wire of dia 0.5 mm and average width of aperture 1.4 mm in both directions for doors, windows and clerestory windows with necessary screws :
603 | 9.134.1 | 35 mm thick shutters
603 | 9.134.1.1 | with ISI marked M.S. pressed butt hinges bright finished of required size
603 | 9.134.1.1.1 | Second class teak wood Details of cost for door shutters 2.00x1.08m = 2.16 sqm. MATERIAL Teak wood (2nd class) Styles 4x200x9.5x3.5cm = 0.0266cum+ Top Rail - 1x110.5x9.5x3.5cm = 0.0036cum+ Lock and bottom rail 2x110.5x19.7x3.5cm = 0.0152 cum.+ Beadings - (2x312+2x150)x(1.2)x (1.2)cm = 0.001 cum. Total = 0.0464 cum.+ Add for wastage @ 10% = 0.005 cum. Total = 0.0514 cum. Say 51.4 cudm.
603 | 1190 | Second class teak wood in planks | 10 cudm | 5.14 | 791.00 | 4065.74
603 |  | Wire gauge 2x160x40cm = 1.28 sqm.+
603 |  | Add wastage @ 10% = 0.13 sqm.
603 |  | Total = 1.41 sqm.
603 | 8737 | Stainless steel wire guage (Grade-304) aperture 1.4mm and 0.50 mm dia wire | sqm | 1.41 | 400.00 | 564.00
603 | 0595 | Bright finished or black enamelled mild steel butt hinges 100x58x1.90 mm | 10 Nos | 0.60 | 80.00 | 48.00
604 | 0597 | Bright finished or black enamelled mild steel butt hinges50x37x1.50 mm | 10 Nos | 0.20 | 49.00 | 9.80
604 | 0637 | Bright finished or black enamelled mild steel screws 40 mm | 100 Nos | 0.48 | 60.00 | 28.80
604 | 0640 | Bright finished or black enamelled mild steel screws 20 mm | 100 Nos | 0.08 | 30.00 | 2.40
604 | 2204 | Carriage of Timber | cum | 0.0514 | 118.59 | 6.10
604 |  | LABOUR
604 | 0111 | Carpenter 1st class | day | 1.30 | 738.00 | 959.40
604 | 0112 | Carpenter 2nd class | day | 0.90 | 679.00 | 611.10
604 | 0114 | Beldar | day | 1.05 | 558.00 | 585.90
604 | 0130 | Mistry | day | 0.105 | 738.00 | 77.49
604 | 9999 | Sundries | L.S. | 33.80 | 2.00 | 67.60
604 | TOTAL |  |  |  |  | 7026.33 W
604 | Add 1 % Water charges on "W" |  |  |  |  | 70.26
604 | TOTAL |  |  |  |  | 7096.59 X
604 |  | Add GST on "X" (multiplying factor
604 |  | 0.1405) 997.07
604 | TOTAL |  |  |  |  | 8093.66 Y
604 | Add 15% CPOH on "Y" |  |  |  |  | 1214.05
604 | TOTAL |  |  |  |  | 9307.71 | Z
604 | Add Cess @ 1% on "Z" |  |  |  |  | 93.08
604 | Cost of 2.16 sqm. |  |  |  |  | 9400.79
604 | Cost of 1 sqm. |  |  |  |  | 4352.22
604 | Say |  |  |  |  | 4352.20
604 | 9.134.1.1.2 | Kiln seasoned and chemically treated hollock wood Details of cost for door shutters 2.00x1.08m = 2.16 sqm. MATERIAL Hollock wood Styles 4x200x9.5x3.5cm = 0.0266cum+ Top Rail - 1x110.5x9.5x3.5cm = 0.0036cum+ Lock and bottom rail 2x110.5x19.7x3.5cm = 0.0152 cum.+ Beadings - (2x312+2x150)x(1.2)x (1.2)cm = 0.001 cum. Total = 0.0464 cum.+ Add for wastage @ 10% = 0.005 cum. Total = 0.0514 cum. Say 51.4 cudm.
604 | 2505 | Hollock wood in planks | 10 cudm | 5.14 | 390.00 | 2004.60
604 | 2204 | Carriage of Timber | cum | 0.0514 | 118.59 | 6.10
604 | 2504 | Kiln seasoning of timber | cum | 0.0514 | 750.00 | 38.55
604 | 9999 | Chemical treatment | L.S. | 8.97 | 2.00 | 17.94
604 |  | Wire gauge 2x160x40cm = 1.28 sqm.+
604 |  | Add wastage @ 10% = 0.13 sqm.
604 |  | Total = 1.41 sqm.
604 | 8737 | Stainless steel wire guage (Grade-304) aperture 1.4mm and 0.50 mm dia wire | sqm | 1.41 | 400.00 | 564.00
605 | 0595 | Bright finished or black enamelled mild steel butt hinges 100x58x1.90 mm | 10 Nos | 0.60 | 80.00 | 48.00
605 | 0597 | Bright finished or black enamelled mild steel butt hinges50x37x1.50 mm | 10 Nos | 0.20 | 49.00 | 9.80
605 | 0637 | Bright finished or black enamelled mild steel screws 40 mm | 100 Nos | 0.48 | 60.00 | 28.80
605 | 0640 | Bright finished or black enamelled mild steel screws 20 mm | 100 Nos | 0.08 | 30.00 | 2.40
605 |  | LABOUR
605 | 0111 | Carpenter 1st class | day | 1.30 | 738.00 | 959.40
605 | 0112 | Carpenter 2nd class | day | 0.90 | 679.00 | 611.10
605 | 0114 | Beldar | day | 1.05 | 558.00 | 585.90
605 | 0130 | Mistry | day | 0.105 | 738.00 | 77.49
605 | 9999 | Sundries | L.S. | 33.80 | 2.00 | 67.60
605 | TOTAL |  |  |  |  | 5021.68 W
605 | Add 1 % Water charges on "W" |  |  |  |  | 50.22
605 | TOTAL |  |  |  |  | 5071.89 X
605 |  | Add GST on "X" (multiplying factor
605 |  | 0.1405) 712.60
605 | TOTAL |  |  |  |  | 5784.49 Y
605 | Add 15% CPOH on "Y" |  |  |  |  | 867.67
605 | TOTAL |  |  |  |  | 6652.17 | Z
605 | Add Cess @ 1% on "Z" |  |  |  |  | 66.52
605 | Cost of 2.16 sqm. |  |  |  |  | 6718.69
605 | Cost of 1 sqm. |  |  |  |  | 3110.50
605 | Say |  |  |  |  | 3110.50
605 | 9.134.1.1.3 | Kiln seasoned selected class of sheesham wood Details of cost for door shutters 2.00x1.08m = 2.16 sqm. MATERIAL Hollock wood Styles 4x200x9.5x3.5cm = 0.0266cum+ Top Rail - 1x110.5x9.5x3.5cm = 0.0036cum+ Lock and bottom rail 2x110.5x19.7x3.5cm = 0.0152 cum.+ Beadings - (2x312+2x150)x(1.2)x (1.2)cm = 0.001 cum. Total = 0.0464 cum.+ Add for wastage @ 10% = 0.005 cum. Total = 0.0514 cum. Say 51.4 cudm.
605 | 1200 | Kiln seasoned selected sheesum wood planks | 10 cudm | 5.14 | 650.00 | 3341.00
605 | 2204 | Carriage of Timber | cum | 0.0514 | 118.59 | 6.10
605 | 2504 | Kiln seasoning of timber | cum | 0.0514 | 750.00 | 38.55
605 |  | Wire gauge 2x160x40cm = 1.28 sqm.+
605 |  | Add wastage @ 10% = 0.13 sqm.
605 |  | Total = 1.41 sqm.
605 | 8737 | Stainless steel wire guage (Grade-304) aperture 1.4mm and 0.50 mm dia wire | sqm | 1.41 | 400.00 | 564.00
606 | 0595 | Bright finished or black enamelled mild steel butt hinges 100x58x1.90 mm | 10 Nos | 0.60 | 80.00 | 48.00
606 | 0597 | Bright finished or black enamelled mild steel butt hinges50x37x1.50 mm | 10 Nos | 0.20 | 49.00 | 9.80
606 | 0637 | Bright finished or black enamelled mild steel screws 40 mm | 100 Nos | 0.48 | 60.00 | 28.80
606 | 0640 | Bright finished or black enamelled mild steel screws 20 mm | 100 Nos | 0.08 | 30.00 | 2.40
606 |  | LABOUR
606 | 0111 | Carpenter 1st class | day | 1.30 | 738.00 | 959.40
606 | 0112 | Carpenter 2nd class | day | 0.90 | 679.00 | 611.10
606 | 0114 | Beldar | day | 1.05 | 558.00 | 585.90
606 | 0130 | Mistry | day | 0.105 | 738.00 | 77.49
606 | 9999 | Sundries | L.S. | 33.80 | 2.00 | 67.60
606 | TOTAL |  |  |  |  | 6340.14 W
606 | Add 1 % Water charges on "W" |  |  |  |  | 63.40
606 | TOTAL |  |  |  |  | 6403.54 X
606 |  | Add GST on "X" (multiplying factor
606 |  | 0.1405) 899.70
606 | TOTAL |  |  |  |  | 7303.23 Y
606 | Add 15% CPOH on "Y" |  |  |  |  | 1095.49
606 | TOTAL |  |  |  |  | 8398.72 | Z
606 | Add Cess @ 1% on "Z" |  |  |  |  | 83.99
606 | Cost of 2.16 sqm. |  |  |  |  | 8482.71
606 | Cost of 1 sqm. |  |  |  |  | 3927.18
606 | Say |  |  |  |  | 3927.20
606 | 9.134.1.2 | With ISI marked stainless steel butt hinges of required size
606 | 9.134.1.2.1 | Second class teak wood Details of cost for door shutters 2.00x1.08m = 2.16 sqm. MATERIAL Second class Teak wood Styles 4x200x9.5x3.5cm = 0.0266cum+ Top Rail - 1x110.5x9.5x3.5cm = 0.0036cum+ Lock and bottom rail 2x110.5x19.7x3.5cm = 0.0152 cum.+ Beadings - (2x312+2x150)x(1.2)x (1.2)cm = 0.001 cum. Total = 0.0464 cum.+ Add for wastage @ 10% = 0.005 cum. Total = 0.0514 cum. Say 51.4 cudm.
606 | 1190 | Second class teak wood in planks | 10 cudm | 5.14 | 791.00 | 4065.74
606 |  | Wire gauge 2x160x40cm = 1.28 sqm.+
606 |  | Add wastage @ 10% = 0.13 sqm.
606 |  | Total = 1.41 sqm.
606 | 8737 | Stainless steel wire guage (Grade-304) aperture 1.4mm and 0.50 mm dia wire | sqm | 1.41 | 400.00 | 564.00
607 | 8220 | Stainless steel butt hinges (heavy weight) 100x60x2.5 mm IS : 12817 marked | 10 Nos | 0.60 | 255.00 | 153.00
607 | 8218 | Stainless steel butt hinges 50x37x 1.5 mm IS : 12817 marked | 10 Nos | 0.20 | 135.00 | 27.00
607 | 8211 | Stainless steel screws 40 mm | 100 Nos | 0.48 | 215.00 | 103.20
607 | 8214 | Stainless steel screws 20 mm | 100 Nos | 0.08 | 125.00 | 10.00
607 | 2204 | Carriage of Timber | cum | 0.0514 | 118.59 | 6.10
607 |  | LABOUR
607 | 0111 | Carpenter 1st class | day | 1.30 | 738.00 | 959.40
607 | 0112 | Carpenter 2nd class | day | 0.90 | 679.00 | 611.10
607 | 0114 | Beldar | day | 1.05 | 558.00 | 585.90
607 | 0130 | Mistry | day | 0.105 | 738.00 | 77.49
607 | 9999 | Sundries | L.S. | 33.80 | 2.00 | 67.60
607 | TOTAL |  |  |  |  | 7230.53 W
607 | Add 1 % Water charges on "W" |  |  |  |  | 72.31
607 | TOTAL |  |  |  |  | 7302.83 X
607 |  | Add GST on "X" (multiplying factor
607 |  | 0.1405) 1026.05
607 | TOTAL |  |  |  |  | 8328.88 Y
607 | Add 15% CPOH on "Y" |  |  |  |  | 1249.33
607 | TOTAL |  |  |  |  | 9578.21 | Z
607 | Add Cess @ 1% on "Z" |  |  |  |  | 95.78
607 | Cost of 2.16 sqm. |  |  |  |  | 9673.99
607 | Cost of 1 sqm. |  |  |  |  | 4478.70
607 | Say |  |  |  |  | 4478.70
607 | 9.134.1.2.2 | Kiln seasoned and chemically treated hollock wood Details of cost for door shutters 2.00x1.08m = 2.16 sqm. MATERIAL Hollock wood Styles 4x200x9.5x3.5cm = 0.0266cum+ Top Rail - 1x110.5x9.5x3.5cm = 0.0036cum+ Lock and bottom rail 2x110.5x19.7x3.5cm = 0.0152 cum.+ Beadings - (2x312+2x150)x(1.2)x (1.2)cm = 0.001 cum. Total = 0.0464 cum.+ Add for wastage @ 10% = 0.005 cum. Total = 0.0514 cum. Say 51.4 cudm.
607 | 2505 | Hollock wood in planks | 10 cudm | 5.14 | 390.00 | 2004.60
607 | 2504 | Kiln seasoning of timber | cum | 0.0514 | 750.00 | 38.55
607 | 9999 | Chemical treatment | L.S. | 8.97 | 2.00 | 17.94
607 |  | Wire gauge 2x160x40cm = 1.28 sqm.+
607 |  | Add wastage @ 10% = 0.13 sqm.
607 |  | Total = 1.41 sqm.
607 | 8737 | Stainless steel wire guage (Grade-304) aperture 1.4mm and 0.50 mm dia wire | sqm | 1.41 | 400.00 | 564.00
608 | 8220 | Stainless steel butt hinges (heavy weight) 100x60x2.5 mm IS : 12817 marked | 10 Nos | 0.60 | 255.00 | 153.00
608 | 8218 | Stainless steel butt hinges 50x37x 1.5 mm IS : 12817 marked | 10 Nos | 0.20 | 135.00 | 27.00
608 | 8211 | Stainless steel screws 40 mm | 100 Nos | 0.48 | 215.00 | 103.20
608 | 8214 | Stainless steel screws 20 mm | 100 Nos | 0.08 | 125.00 | 10.00
608 | 2204 | Carriage of Timber | cum | 0.0514 | 118.59 | 6.10
608 |  | LABOUR
608 | 0111 | Carpenter 1st class | day | 1.30 | 738.00 | 959.40
608 | 0112 | Carpenter 2nd class | day | 0.90 | 679.00 | 611.10
608 | 0114 | Beldar | day | 1.05 | 558.00 | 585.90
608 | 0130 | Mistry | day | 0.105 | 738.00 | 77.49
608 | 9999 | Sundries | L.S. | 33.80 | 2.00 | 67.60
608 | TOTAL |  |  |  |  | 5225.88 W
608 | Add 1 % Water charges on "W" |  |  |  |  | 52.26
608 | TOTAL |  |  |  |  | 5278.13 X
608 |  | Add GST on "X" (multiplying factor
608 |  | 0.1405) 741.58
608 | TOTAL |  |  |  |  | 6019.71 Y
608 | Add 15% CPOH on "Y" |  |  |  |  | 902.96
608 | TOTAL |  |  |  |  | 6922.67 | Z
608 | Add Cess @ 1% on "Z" |  |  |  |  | 69.23
608 | Cost of 2.16 sqm. |  |  |  |  | 6991.90
608 | Cost of 1 sqm. |  |  |  |  | 3236.99
608 | Say |  |  |  |  | 3237.00
608 | 9.134.1.2.3 | Kiln seasoned selected class of sheesham wood Details of cost for door shutters 2.00x1.08m = 2.16 sqm. MATERIAL Hollock wood Styles 4x200x9.5x3.5cm = 0.0266cum+ Top Rail - 1x110.5x9.5x3.5cm = 0.0036cum+ Lock and bottom rail 2x110.5x19.7x3.5cm = 0.0152 cum.+ Beadings - (2x312+2x150)x(1.2)x (1.2)cm = 0.001 cum. Total = 0.0464 cum.+ Add for wastage @ 10% = 0.005 cum. Total = 0.0514 cum. Say 51.4 cudm.
608 | 1200 | Kiln seasoned selected sheesum wood planks | 10 cudm | 5.14 | 650.00 | 3341.00
608 | 2504 | Kiln seasoning of timber | cum | 0.0514 | 750.00 | 38.55
608 |  | Wire gauge 2x160x40cm = 1.28 sqm.+
608 |  | Add wastage @ 10% = 0.13 sqm.
608 |  | Total = 1.41 sqm.
608 | 8737 | Stainless steel wire guage (Grade-304) aperture 1.4mm and 0.50 mm dia wire | sqm | 1.41 | 400.00 | 564.00
609 | 8220 | Stainless steel butt hinges (heavy weight) 100x60x2.5 mm IS : 12817 marked | 10 Nos | 0.60 | 255.00 | 153.00
609 | 8218 | Stainless steel butt hinges 50x37x 1.5 mm IS : 12817 marked | 10 Nos | 0.20 | 135.00 | 27.00
609 | 8211 | Stainless steel screws 40 mm | 100 Nos | 0.48 | 215.00 | 103.20
609 | 8214 | Stainless steel screws 20 mm | 100 Nos | 0.08 | 125.00 | 10.00
609 | 2204 | Carriage of Timber | cum | 0.0514 | 118.59 | 6.10
609 |  | LABOUR
609 | 0111 | Carpenter 1st class | day | 1.30 | 738.00 | 959.40
609 | 0112 | Carpenter 2nd class | day | 0.90 | 679.00 | 611.10
609 | 0114 | Beldar | day | 1.05 | 558.00 | 585.90
609 | 0130 | Mistry | day | 0.105 | 738.00 | 77.49
609 | 9999 | Sundries | L.S. | 33.80 | 2.00 | 67.60
609 | TOTAL |  |  |  |  | 6544.34 W
609 | Add 1 % Water charges on "W" |  |  |  |  | 65.44
609 | TOTAL |  |  |  |  | 6609.78 X
609 |  | Add GST on "X" (multiplying factor
609 |  | 0.1405) 928.67
609 | TOTAL |  |  |  |  | 7538.45 Y
609 | Add 15% CPOH on "Y" |  |  |  |  | 1130.77
609 | TOTAL |  |  |  |  | 8669.22 | Z
609 | Add Cess @ 1% on "Z" |  |  |  |  | 86.69
609 | Cost of 2.16 sqm. |  |  |  |  | 8755.91
609 | Cost of 1 sqm. |  |  |  |  | 4053.66
609 | Say |  |  |  |  | 4053.65
609 | 9.134.2 | 30 mm thick shutters
609 | 9.134.2.1 | with ISI marked M.S. pressed butt hinges bright finished of required size
609 | 9.134.2.1.1 | Second class teak wood Details of cost for door shutters 2.00x1.08m = 2.16 sqm. MATERIAL Teak wood (2nd class) Styles 4x209x9.5x3cm = 0.023 cum+ Top Rail - 1x110.5x9.5x3cm = 0.003cum+ Lock and bottom rail 2x110.5x19.7x3cm = 0.013 cum+ Beadings - (2x312+2x150)x(1.2)x (1.2)cm = 0.001 cum. Total = 0.040 cum+ Add for wastage @ 10% = 0.004 cum. Total = 0.44 cum. Say 44 cudm.
609 | 1190 | Second class teak wood in planks | 10 cudm | 4.40 | 791.00 | 3480.40
609 | 2204 | Carriage of Timber | cum | 0.044 | 118.59 | 5.22
609 |  | Wire gauge 2x160x40cm = 1.28 sqm.+
609 |  | Add wastage @ 10% = 0.13 sqm.
609 |  | Total = 1.41 sqm.
609 | 8737 | Stainless steel wire guage (Grade-304) aperture 1.4mm and 0.50 mm dia wire | sqm | 1.41 | 400.00 | 564.00
610 | 0595 | Bright finished or black enamelled mild steel butt hinges 100x58x1.90 mm | 10 Nos | 0.60 | 80.00 | 48.00
610 | 0597 | Bright finished or black enamelled mild steel butt hinges50x37x1.50 mm | 10 Nos | 0.20 | 49.00 | 9.80
610 | 0637 | Bright finished or black enamelled mild steel screws 40 mm | 100 Nos | 0.48 | 60.00 | 28.80
610 | 0640 | Bright finished or black enamelled mild steel screws 20 mm | 100 Nos | 0.08 | 30.00 | 2.40
610 |  | LABOUR
610 | 0111 | Carpenter 1st class | day | 1.20 | 738.00 | 885.60
610 | 0112 | Carpenter 2nd class | day | 0.80 | 679.00 | 543.20
610 | 0114 | Beldar | day | 1.00 | 558.00 | 558.00
610 | 0130 | Mistry | day | 0.10 | 738.00 | 73.80
610 | 9999 | Sundries | L.S. | 33.80 | 2.00 | 67.60
610 | TOTAL |  |  |  |  | 6266.82 W
610 | Add 1 % Water charges on "W" |  |  |  |  | 62.67
610 | TOTAL |  |  |  |  | 6329.49 X
610 |  | Add GST on "X" (multiplying factor
610 |  | 0.1405) 889.29
610 | TOTAL |  |  |  |  | 7218.78 Y
610 | Add 15% CPOH on "Y" |  |  |  |  | 1082.82
610 | TOTAL |  |  |  |  | 8301.60 | Z
610 | Add Cess @ 1% on "Z" |  |  |  |  | 83.02
610 | Cost of 2.16 sqm. |  |  |  |  | 8384.61
610 | Cost of 1 sqm. |  |  |  |  | 3881.76
610 | Say |  |  |  |  | 3881.75
610 | 9.134.2.1.2 | Kiln seasoned and chemically treated hollock wood Details of cost for door shutters 2.00x1.08m = 2.16 sqm. MATERIAL Hollock wood Styles 4x209x9.5x3cm = 0.023 cum+ Top Rail - 1x110.5x9.5x3cm = 0.003cum+ Lock and bottom rail 2x110.5x19.7x3cm = 0.013 cum+ Beadings - (2x312+2x150)x(1.2)x (1.2)cm = 0.001 cum. Total = 0.040 cum+ Add for wastage @ 10% = 0.004 cum. Total = 0.44 cum. Say 44 cudm.
610 | 2505 | Hollock wood in planks | 10 cudm | 4.40 | 390.00 | 1716.00
610 | 2204 | Carriage of Timber | cum | 0.044 | 118.59 | 5.22
610 | 2504 | Kiln seasoning of timber | cum | 0.044 | 750.00 | 33.00
610 | 9999 | Chemical treatment | L.S. | 8.97 | 2.00 | 17.94
610 |  | Wire gauge 2x160x40cm = 1.28 sqm.+
610 |  | Add wastage @ 10% = 0.13 sqm.
610 |  | Total = 1.41 sqm.
610 | 8737 | Stainless steel wire guage (Grade-304) aperture 1.4mm and 0.50 mm dia wire | sqm | 1.41 | 400.00 | 564.00
611 | 0595 | Bright finished or black enamelled mild steel butt hinges 100x58x1.90 mm | 10 Nos | 0.60 | 80.00 | 48.00
611 | 0597 | Bright finished or black enamelled mild steel butt hinges50x37x1.50 mm | 10 Nos | 0.20 | 49.00 | 9.80
611 | 0637 | Bright finished or black enamelled mild steel screws 40 mm | 100 Nos | 0.48 | 60.00 | 28.80
611 | 0640 | Bright finished or black enamelled mild steel screws 20 mm | 100 Nos | 0.08 | 30.00 | 2.40
611 |  | LABOUR
611 | 0111 | Carpenter 1st class | day | 1.20 | 738.00 | 885.60
611 | 0112 | Carpenter 2nd class | day | 0.80 | 679.00 | 543.20
611 | 0114 | Beldar | day | 1.00 | 558.00 | 558.00
611 | 0130 | Mistry | day | 0.10 | 738.00 | 73.80
611 | 9999 | Sundries | L.S. | 33.80 | 2.00 | 67.60
611 | TOTAL |  |  |  |  | 4553.36 W
611 | Add 1 % Water charges on "W" |  |  |  |  | 45.53
611 | TOTAL |  |  |  |  | 4598.89 X
611 |  | Add GST on "X" (multiplying factor
611 |  | 0.1405) 646.14
611 | TOTAL |  |  |  |  | 5245.04 Y
611 | Add 15% CPOH on "Y" |  |  |  |  | 786.76
611 | TOTAL |  |  |  |  | 6031.79 | Z
611 | Add Cess @ 1% on "Z" |  |  |  |  | 60.32
611 | Cost of 2.16 sqm. |  |  |  |  | 6092.11
611 | Cost of 1 sqm. |  |  |  |  | 2820.42
611 | Say |  |  |  |  | 2820.40
611 | 9.134.2.1.3 | Kiln seasoned selected class of sheesham wood Details of cost for door shutters 2.00x1.08m = 2.16 sqm. MATERIAL Hollock wood Styles 4x209x9.5x3cm = 0.023 cum+ Top Rail - 1x110.5x9.5x3cm = 0.003cum+ Lock and bottom rail 2x110.5x19.7x3cm = 0.013 cum+ Beadings - (2x312+2x150)x(1.2)x (1.2)cm = 0.001 cum. Total = 0.040 cum+ Add for wastage @ 10% = 0.004 cum. Total = 0.44 cum. Say 44 cudm.
611 | 1200 | Kiln seasoned selected sheesum wood planks | 10 cudm | 4.40 | 650.00 | 2860.00
611 | 2204 | Carriage of Timber | cum | 0.044 | 118.59 | 5.22
611 | 2504 | Kiln seasoning of timber | cum | 0.044 | 750.00 | 33.00
611 |  | Wire gauge 2x160x40cm = 1.28 sqm.+
611 |  | Add wastage @ 10% = 0.13 sqm.
611 |  | Total = 1.41 sqm.
611 | 8737 | Stainless steel wire guage (Grade-304) aperture 1.4mm and 0.50 mm dia wire | sqm | 1.41 | 400.00 | 564.00
612 | 0595 | Bright finished or black enamelled mild steel butt hinges 100x58x1.90 mm | 10 Nos | 0.60 | 80.00 | 48.00
612 | 0597 | Bright finished or black enamelled mild steel butt hinges50x37x1.50 mm | 10 Nos | 0.20 | 49.00 | 9.80
612 | 0637 | Bright finished or black enamelled mild steel screws 40 mm | 100 Nos | 0.48 | 60.00 | 28.80
612 | 0640 | Bright finished or black enamelled mild steel screws 20 mm | 100 Nos | 0.08 | 30.00 | 2.40
612 |  | LABOUR
612 | 0111 | Carpenter 1st class | day | 1.20 | 738.00 | 885.60
612 | 0112 | Carpenter 2nd class | day | 0.80 | 679.00 | 543.20
612 | 0114 | Beldar | day | 1.00 | 558.00 | 558.00
612 | 0130 | Mistry | day | 0.10 | 738.00 | 73.80
612 | 9999 | Sundries | L.S. | 33.80 | 2.00 | 67.60
612 | TOTAL |  |  |  |  | 5679.42 W
612 | Add 1 % Water charges on "W" |  |  |  |  | 56.79
612 | TOTAL |  |  |  |  | 5736.21 X
612 |  | Add GST on "X" (multiplying factor
612 |  | 0.1405) 805.94
612 | TOTAL |  |  |  |  | 6542.15 Y
612 | Add 15% CPOH on "Y" |  |  |  |  | 981.32
612 | TOTAL |  |  |  |  | 7523.47 | Z
612 | Add Cess @ 1% on "Z" |  |  |  |  | 75.23
612 | Cost of 2.16 sqm. |  |  |  |  | 7598.71
612 | Cost of 1 sqm. |  |  |  |  | 3517.92
612 | Say |  |  |  |  | 3517.90
612 | 9.134.2.2 | With ISI marked stainless steel butt hinges of required size
612 | 9.134.2.2.1 | Second class teak wood Details of cost for door shutters 2.00x1.08m = 2.16 sqm. MATERIAL Teak wood (2nd class) Styles 4x209x9.5x3cm = 0.023 cum+ Top Rail - 1x110.5x9.5x3cm = 0.003cum+ Lock and bottom rail 2x110.5x19.7x3cm = 0.013 cum+ Beadings - (2x312+2x150)x(1.2)x (1.2)cm = 0.001 cum. Total = 0.040 cum+ Add for wastage @ 10% = 0.004 cum. Total = 0.44 cum. Say 44 cudm.
612 | 1190 | Second class teak wood in planks | 10 cudm | 4.40 | 791.00 | 3480.40
612 | 2204 | Carriage of Timber | cum | 0.044 | 118.59 | 5.22
612 |  | Wire gauge 2x160x40cm = 1.28 sqm.+
612 |  | Add wastage @ 10% = 0.13 sqm.
612 |  | Total = 1.41 sqm.
612 | 8737 | Stainless steel wire guage (Grade-304) aperture 1.4mm and 0.50 mm dia wire | sqm | 1.41 | 400.00 | 564.00
613 | 8220 | Stainless steel butt hinges (heavy weight) 100x60x2.5 mm IS : 12817 marked | 10 Nos | 0.60 | 255.00 | 153.00
613 | 8218 | Stainless steel butt hinges 50x37x 1.5 mm IS : 12817 marked | 10 Nos | 0.20 | 135.00 | 27.00
613 | 8211 | Stainless steel screws 40 mm | 100 Nos | 0.48 | 215.00 | 103.20
613 | 8214 | Stainless steel screws 20 mm | 100 Nos | 0.08 | 125.00 | 10.00
613 |  | LABOUR
613 | 0111 | Carpenter 1st class | day | 1.20 | 738.00 | 885.60
613 | 0112 | Carpenter 2nd class | day | 0.80 | 679.00 | 543.20
613 | 0114 | Beldar | day | 1.00 | 558.00 | 558.00
613 | 0130 | Mistry | day | 0.10 | 738.00 | 73.80
613 | 9999 | Sundries | L.S. | 33.80 | 2.00 | 67.60
613 | TOTAL |  |  |  |  | 6471.02 W
613 | Add 1 % Water charges on "W" |  |  |  |  | 64.71
613 | TOTAL |  |  |  |  | 6535.73 X
613 |  | Add GST on "X" (multiplying factor
613 |  | 0.1405) 918.27
613 | TOTAL |  |  |  |  | 7454.00 Y
613 | Add 15% CPOH on "Y" |  |  |  |  | 1118.10
613 | TOTAL |  |  |  |  | 8572.10 | Z
613 | Add Cess @ 1% on "Z" |  |  |  |  | 85.72
613 | Cost of 2.16 sqm. |  |  |  |  | 8657.82
613 | Cost of 1 sqm. |  |  |  |  | 4008.25
613 | Say |  |  |  |  | 4008.25
613 | 9.134.2.2.2 | Kiln seasoned and chemically treated hollock wood Details of cost for door shutters 2.00x1.08m = 2.16 sqm. MATERIAL Hollock wood Styles 4x209x9.5x3cm = 0.023 cum+ Top Rail - 1x110.5x9.5x3cm = 0.003cum+ Lock and bottom rail 2x110.5x19.7x3cm = 0.013 cum+ Beadings - (2x312+2x150)x(1.2)x (1.2)cm = 0.001 cum. Total = 0.040 cum+ Add for wastage @ 10% = 0.004 cum. Total = 0.44 cum. Say 44 cudm.
613 | 2505 | Hollock wood in planks | 10 cudm | 4.40 | 390.00 | 1716.00
613 | 2504 | Kiln seasoning of timber | cum | 0.044 | 750.00 | 33.00
613 | 9999 | Chemical treatment | L.S. | 9.10 | 2.00 | 18.20
613 | 2204 | Carriage of Timber | cum | 0.044 | 118.59 | 5.22
613 |  | Wire gauge 2x160x40cm = 1.28 sqm.+
613 |  | Add wastage @ 10% = 0.13 sqm.
613 |  | Total = 1.41 sqm.
613 | 8737 | Stainless steel wire guage (Grade-304) aperture 1.4mm and 0.50 mm dia wire | sqm | 1.41 | 400.00 | 564.00
614 | 8220 | Stainless steel butt hinges (heavy weight) 100x60x2.5 mm IS : 12817 marked | 10 Nos | 0.60 | 255.00 | 153.00
614 | 8218 | Stainless steel butt hinges 50x37x 1.5 mm IS : 12817 marked | 10 Nos | 0.20 | 135.00 | 27.00
614 | 8211 | Stainless steel screws 40 mm | 100 Nos | 0.48 | 215.00 | 103.20
614 | 8214 | Stainless steel screws 20 mm | 100 Nos | 0.08 | 125.00 | 10.00
614 |  | LABOUR
614 | 0111 | Carpenter 1st class | day | 1.20 | 738.00 | 885.60
614 | 0112 | Carpenter 2nd class | day | 0.80 | 679.00 | 543.20
614 | 0114 | Beldar | day | 1.00 | 558.00 | 558.00
614 | 0130 | Mistry | day | 0.10 | 738.00 | 73.80
614 | 9999 | Sundries | L.S. | 33.80 | 2.00 | 67.60
614 | TOTAL |  |  |  |  | 4757.82 W
614 | Add 1 % Water charges on "W" |  |  |  |  | 47.58
614 | TOTAL |  |  |  |  | 4805.40 X
614 |  | Add GST on "X" (multiplying factor
614 |  | 0.1405) 675.16
614 | TOTAL |  |  |  |  | 5480.55 Y
614 | Add 15% CPOH on "Y" |  |  |  |  | 822.08
614 | TOTAL |  |  |  |  | 6302.64 | Z
614 | Add Cess @ 1% on "Z" |  |  |  |  | 63.03
614 | Cost of 2.16 sqm. |  |  |  |  | 6365.66
614 | Cost of 1 sqm. |  |  |  |  | 2947.07
614 | Say |  |  |  |  | 2947.05
614 | 9.134.2.2.3 | Kiln seasoned selected class of sheesham wood Details of cost for door shutters 2.00x1.08m = 2.16 sqm. MATERIAL Hollock wood Styles 4x209x9.5x3cm = 0.023 cum+ Top Rail - 1x110.5x9.5x3cm = 0.003cum+ Lock and bottom rail 2x110.5x19.7x3cm = 0.013 cum+ Beadings - (2x312+2x150)x(1.2)x (1.2)cm = 0.001 cum. Total = 0.040 cum+ Add for wastage @ 10% = 0.004 cum. Total = 0.44 cum. Say 44 cudm.
614 | 1200 | Kiln seasoned selected sheesum wood planks | 10 cudm | 4.40 | 650.00 | 2860.00
614 | 2504 | Kiln seasoning of timber | cum | 0.044 | 750.00 | 33.00
614 | 2204 | Carriage of Timber | cum | 0.044 | 118.59 | 5.22
614 |  | Wire gauge 2x160x40cm = 1.28 sqm.+
614 |  | Add wastage @ 10% = 0.13 sqm.
614 |  | Total = 1.41 sqm.
614 | 8737 | Stainless steel wire guage (Grade-304) aperture 1.4mm and 0.50 mm dia wire | sqm | 1.41 | 400.00 | 564.00
615 | 8220 | Stainless steel butt hinges (heavy weight) 100x60x2.5 mm IS : 12817 marked | 10 Nos | 0.60 | 255.00 | 153.00
615 | 8218 | Stainless steel butt hinges 50x37x 1.5 mm IS : 12817 marked | 10 Nos | 0.20 | 135.00 | 27.00
615 | 8211 | Stainless steel screws 40 mm | 100 Nos | 0.48 | 215.00 | 103.20
615 | 8214 | Stainless steel screws 20 mm | 100 Nos | 0.08 | 125.00 | 10.00
615 |  | LABOUR
615 | 0111 | Carpenter 1st class | day | 1.20 | 738.00 | 885.60
615 | 0112 | Carpenter 2nd class | day | 0.80 | 679.00 | 543.20
615 | 0114 | Beldar | day | 1.00 | 558.00 | 558.00
615 | 0130 | Mistry | day | 0.10 | 738.00 | 73.80
615 | 9999 | Sundries | L.S. | 33.80 | 2.00 | 67.60
615 | TOTAL |  |  |  |  | 5883.62 W
615 | Add 1 % Water charges on "W" |  |  |  |  | 58.84
615 | TOTAL |  |  |  |  | 5942.45 X
615 |  | Add GST on "X" (multiplying factor
615 |  | 0.1405) 834.91
615 | TOTAL |  |  |  |  | 6777.37 Y
615 | Add 15% CPOH on "Y" |  |  |  |  | 1016.61
615 | TOTAL |  |  |  |  | 7793.97 | Z
615 | Add Cess @ 1% on "Z" |  |  |  |  | 77.94
615 | Cost of 2.16 sqm. |  |  |  |  | 7871.91
615 | Cost of 1 sqm. |  |  |  |  | 3644.40
615 | Say |  |  |  |  | 3644.40
615 | 9.135 | Providing and fixing fly proof stainless steel grade 304 wire gauge, to windows and clerestory windows using wire gauge with average width of aperture 1.4 mm in both directions with wire of dia. 0.50 mm all complete.
615 | 9.135.1 | With 2nd class teak wood beading 62X19 mm Details of cost for a window of size 140x110cm =1.54sqm. MATERIAL Wire gauze -20x60mm mesh 3.2mm wide = 1.4x1.1m = 1.54sqm.+ Add wastage @ 10% = 0.15sqm. Total = 1.69 sqm.
615 | 8737 | Stainless steel wire guage (Grade-304) aperture 1.4mm and 0.50 mm dia wire | sqm | 1.69 | 400.00 | 676.00
615 | 9977 | Carriage of wire fabric | L.S. | 1.82 | 2.00 | 3.64
615 |  | Second class teak wood beading
615 |  | 5mx62mmx19mm = 0.0059cum.
615 |  | Add wastage @ 10% = 0.00059cum.
615 |  | Total = 0.00649cum. Say 6 cudm.
615 | 1190 | Second class teak wood in planks | 10 cudm | 0.60 | 791.00 | 474.60
615 | 2204 | Carriage of Timber | cum | 0.006 | 118.59 | 0.71
615 |  | LABOUR
615 | 0112 | Carpenter 2nd class | day | 0.33 | 679.00 | 224.07
615 | 0114 | Beldar | day | 0.25 | 558.00 | 139.50
616 | 9999 | Sundries | L.S. | 19.76 | 2.00 | 39.52
616 | TOTAL |  |  |  |  | 1558.04 W
616 | Add 1 % Water charges on "W" |  |  |  |  | 15.58
616 | TOTAL |  |  |  |  | 1573.62 X
616 |  | Add GST on "X" (multiplying factor
616 |  | 0.1405) 221.09
616 | TOTAL |  |  |  |  | 1794.72 Y
616 | Add 15% CPOH on "Y" |  |  |  |  | 269.21
616 | TOTAL |  |  |  |  | 2063.92 | Z
616 | Add Cess @ 1% on "Z" |  |  |  |  | 20.64
616 | Cost of 1.54 sqm. |  |  |  |  | 2084.56
616 | Cost of 1 sqm. |  |  |  |  | 1353.61
616 | Say |  |  |  |  | 1353.60
616 | 9.135.2 | With 12 mm mild steel U beading Details of cost for a window of size 140x110cm =1.54sqm. MATERIAL Wire gauze -20x60mm mesh 3.2mm wide = 1.4x1.1m = 1.54sqm.+ Add wastage @ 10% = 0.15sqm. Total = 1.69 sqm.
616 | 8737 | Stainless steel wire guage (Grade-304) aperture 1.4mm and 0.50 mm dia wire | sqm | 1.69 | 400.00 | 676.00
616 | 9977 | Carriage of wire fabric | L.S. | 1.82 | 2.00 | 3.64
616 | 7349 | 12 mm M.S. 'U' beading | metre | 5.00 | 14.00 | 70.00
616 |  | LABOUR
616 | 0112 | Carpenter 2nd class | day | 0.33 | 679.00 | 224.07
616 | 0114 | Beldar | day | 0.25 | 558.00 | 139.50
616 | 9999 | Sundries | L.S. | 19.76 | 2.00 | 39.52
616 | TOTAL |  |  |  |  | 1152.73 W
616 | Add 1 % Water charges on "W" |  |  |  |  | 11.53
616 | TOTAL |  |  |  |  | 1164.26 X
616 |  | Add GST on "X" (multiplying factor
616 |  | 0.1405) 163.58
616 | TOTAL |  |  |  |  | 1327.84 Y
616 | Add 15% CPOH on "Y" |  |  |  |  | 199.18
616 | TOTAL |  |  |  |  | 1527.01 | Z
616 | Add Cess @ 1% on "Z" |  |  |  |  | 15.27
616 | Cost of 1.54 sqm. |  |  |  |  | 1542.28
616 | Cost of 1 sqm. |  |  |  |  | 1001.48
616 | Say |  |  |  |  | 1001.50
617 | 9.136 | Providing and fixing fire resistant door frame of section 143 x 57 mm having built in rebate made out of 16 SWG G.I. sheet (zinc coating not less than 120 gm/sqm) duly filled with vermuculite based concrete mix, suitable for mounting 60 minutes fire rated door shutters. The frame is fitted with intumuscent fire seal strip of size 10x4 mm (minimum) alround the frame and fixing with dash fastener of approved size and make, including applying a coat of approved brand fire resistant primer etc. complete as per direction of Engineer-in-charge (Dash fastener to be paid for separately). Details of cost for 3300/2750mm Door (9.10 metre length) MATERIAL
617 | 8738 | Factory made door frame fire rated ( 60 minutes) made with 16 SWG G.I. Sheet of section 143 mm x 57 mm duly filled with vermuculite based concrete mix | metre | 9.10 | 1050.00 | 9555.00
617 |  | LABOUR
617 | 9999 | Labour for fixing | L.S. | 130.00 | 2.00 | 260.00
617 | 9988 | Sundries and carriage | L.S. | 4.23 | 2.00 | 8.46
617 | TOTAL |  |  |  |  | 9823.46 W
617 | Add 1 % Water charges on "W" |  |  |  |  | 98.23
617 | TOTAL |  |  |  |  | 9921.69 X
617 |  | Add GST on "X" (multiplying factor
617 |  | 0.1405) 1394.00
617 | TOTAL |  |  |  |  | 11315.69 Y
617 | Add 15% CPOH on "Y" |  |  |  |  | 1697.35
617 | TOTAL |  |  |  |  | 13013.05 | Z
617 | Add Cess @ 1% on "Z" |  |  |  |  | 130.13
617 | Cost of 9.10 metres |  |  |  |  | 13143.18
617 | Cost of 1.00 metre |  |  |  |  | 1444.31
617 | Say |  |  |  |  | 1444.30
617 | 9.137 | Providing and fixing 50 mm thick glazed fire resistant door shutters of 60 minutes fire rating conforming to IS:3614 (Part-II), tested and certified as per laboratory approved by Engineer-in-charge, with suitable mounting on door frame, consisting of vertical styles, lock rail, top rail 100 mm wide, bottom rail 200 mm wide, made out of 16 SWG G.I.sheet (zinc coating not less than 120 gm/m2) duly filled FR insulation material and fixing with necessary stainless steel ball bearing hinges of approved make, including applying a coat of approved fire resistant primer etc. all complete as per direction of Engineer-in-charge (panneling to be paid for separately). Details of cost for 3.50 sqm (Door size- 1710x2050 mm)
618 |  | MATERIAL
618 | 8739 | Fire rated door shuttere made with 16 SWG G.I. sheet( 60 minutes) without panel | sqm | 3.50 | 4500.00 | 15750.00
618 |  | LABOUR
618 | 9999 | Labour for fixing | L.S. | 180.00 | 2.00 | 360.00
618 | 9988 | Sundries & Carriage | L.S. | 10.00 | 2.00 | 20.00
618 | TOTAL |  |  |  |  | 16130.00 W
618 | Add 1 % Water charges on "W" |  |  |  |  | 161.30
618 | TOTAL |  |  |  |  | 16291.30 X
618 |  | Add GST on "X" (multiplying factor
618 |  | 0.1405) 2288.93
618 | TOTAL |  |  |  |  | 18580.23 Y
618 | Add 15% CPOH on "Y" |  |  |  |  | 2787.03
618 | TOTAL |  |  |  |  | 21367.26 | Z
618 | Add Cess @ 1% on "Z" |  |  |  |  | 213.67
618 | Cost of 3.50 sqm |  |  |  |  | 21580.93
618 | Cost of 1 sqm |  |  |  |  | 6165.98
618 | Say |  |  |  |  | 6166.00
618 | 9.138 | Providing and fixing glazing in fire resistant door shutters, fixed panels & partitions etc., with G.I. beading made out of 1.6 mm thick G.I. sheet (zinc coating not less than 120 gm/m²) of size 20 x 33 mm screwed with M4 x 38 mm SS screws at distance 75 mm from the edges and 150 mm c/c , including applying a coat of approved fire resistant primer/powder coating of not less than 30 micron on G.I. beading, & special ceramic tape of 5 x 20 mm size etc complete in all respect as per NBC 2016, IS 16231 (Part 3):2016 and as per direction of Engineer-in-charge with glass of required thickness having 60 minutes of fire resistance both integrity & radiation control (EW60) and minimum 20 minutes of insulation (EI20). The manufacturer have to give test report/certification of fire glass and the glass should have the stamp showing the value of E, EW & EI. The glass shall be tested in approved NABL accredited lab or by any other accreditation body which operates in accordance with ISO/IEC 17011 and accredits labs as per ISO/IEC 17025 for testing and calibration scopes shall be eligible. The maximum glazing size shall not be more than 1100x2200 mm (w x h) or 2.42 sqm. Details of cost for 2.46 sqm (Door size 1710 mm x 2050 mm) Glazing area = 2x0.679x1.808= 2.46sqm.
619 |  | MATERIAL
619 | 8760 | Glass panes of required thickness having 60 minutes of fire resistance both integrity and radiation control (EW 60) and minimum 20 minutes of Insulation (EI 20) | sqm | 2.46 | 22500.00 | 55350.00
619 | 2641 | G.I. U beading of 1.6 mm thick G.I. Sheet with M4x38mm SS screws | metre | 9.91 | 245.00 | 2427.95
619 | 2642 | Ceramic tape 5x20 mm size | metre | 19.82 | 410.00 | 8126.20
619 |  | LABOUR
619 | 9999 | For fixing in position all complete | L.S. | 180.00 | 2.00 | 360.00
619 | 9999 | Sundries and carriage & Calcium Silicate Blocks | L.S. | 10.00 | 2.00 | 20.00
619 | TOTAL |  |  |  |  | 66284.15 W
619 | Add 1 % Water charges on "W" |  |  |  |  | 662.84
619 | TOTAL |  |  |  |  | 66946.99 X
619 |  | Add GST on "X" (multiplying factor
619 |  | 0.1405) 9406.05
619 | TOTAL |  |  |  |  | 76353.04 Y
619 | Add 15% CPOH on "Y" |  |  |  |  | 11452.96
619 | TOTAL |  |  |  |  | 87806.00 | Z
619 | Add Cess @ 1% on "Z" |  |  |  |  | 878.06
619 | Cost of 2.46 sqm |  |  |  |  | 88684.06
619 | Cost of 1 sqm |  |  |  |  | 36050.43
619 | Say |  |  |  |  | 36050.45
619 | 9.139 | Providing and fixing panic bar / latch (Double point) fitted with a single body, Trim Latch & Lock on back side of the Panic Latch of reputed brand and manufacture to be approved by the Engineer- in- charge, all complete. Details of cost for 1 Nos MATERIAL
619 | 8744 | Panic Bar / latch (Double point) | each | 1.00 | 5200.00 | 5200.00
619 |  | LABOUR
619 | 0111 | Carpenter 1st class | day | 0.17 | 738.00 | 125.46
619 | 9977 | Sundries (screws and carriage) | L.S. | 3.64 | 2.00 | 7.28
619 | TOTAL |  |  |  |  | 5332.74 W
619 | Add 1 % Water charges on "W" |  |  |  |  | 53.33
619 | TOTAL |  |  |  |  | 5386.07 X
619 |  | Add GST on "X" (multiplying factor
619 |  | 0.1405) 756.74
619 | TOTAL |  |  |  |  | 6142.81 Y
619 | Add 15% CPOH on "Y" |  |  |  |  | 921.42
619 | TOTAL |  |  |  |  | 7064.23 | Z
619 | Add Cess @ 1% on "Z" |  |  |  |  | 70.64
619 | Cost of 1 No |  |  |  |  | 7134.87
619 | Say |  |  |  |  | 7134.85
620 | 9.140 | Providing and fixing plain lining with necessary screws/nuts & bolts/ nails, including a coat of approved primer on one face, and fixed on wooden /steel frame work, complete as per direction of Engineer-in- charge (Frame work shall be paid for separately).
620 | 9.140.1 | 12mm thick commercial ply conforming to IS : 1328 BWR type Details of cost for 10 sqm MATERIAL
620 | 2413 | 12 mm commercial ply | sqm | 11.00 | 500.00 | 5500.00
620 |  | Priming coat
620 | 13.50.1 | Rate as per Item Number 13.50.1 of SH: Finishing | sqm | 10.00 | 57.05 | 570.50 A
620 | 9999 | Sundries and screws etc. | L.S. | 40.10 | 2.00 | 80.20
620 |  | LABOUR
620 | 0156 | Carpenter (average) | day | 1.28 | 709.00 | 907.52
620 | 0114 | Beldar | day | 1.43 | 558.00 | 797.94
620 | 9988 | Sundries and carriage | L.S. | 33.56 | 2.00 | 67.12
620 | TOTAL |  |  |  |  | 7923.28 W
620 | Add 1 % Water charges on "W-A" |  |  |  |  | 73.53
620 | TOTAL |  |  |  |  | 7996.81 X
620 |  | Add GST on "X-A" (multiplying factor
620 |  | 0.1405) 1043.40
620 | TOTAL |  |  |  |  | 9040.20 Y
620 | Add 15% CPOH on "Y-A" |  |  |  |  | 1270.46
620 | TOTAL |  |  |  |  | 10310.66 | Z
620 | Add Cess @ 1% on "Z-A" |  |  |  |  | 97.40
620 | Cost of 10 sqm |  |  |  |  | 10408.06
620 | Cost of 1 sqm |  |  |  |  | 1040.81
620 | Say |  |  |  |  | 1040.80
620 | 9.141 | Providing and fixing PVC Door Frame of size 50x47 mm with a wall thickness of 5 mm (± 0.2 mm), made out of single piece extruded PVC profile, with mitred cut joints and joint with 2 nos of PVC bracket of size 190 mm x 100 mm long arms of cross section size 35 x 15 mm & self driven self taping screws, the vertical door profiles to be reinforced with 40x20 mm M.S. rectangular tube of 0.8 mm , including providing EPDM rubber gasket weather seal throughout the frame, including jointing 5 mm PVC frame strip with PVC solvent cement on the back of the profile. The door frame to be fixed to the wall using 8 x100 mm long anchor fasteners complete, all as per manufacturer's specification and direction of Engineer -in- charge. Details of cost for one door frame of 5 metre
621 |  | MATERIAL
621 | 8014 | Factory made door frame of size 50x47mm with wall thickness 5 mm made of single piecs extruded profile | meter | 5.00 | 298.74 | 1493.70
621 |  | LABOUR
621 | 0156 | Carpenter (average) | day | 0.15 | 709.00 | 106.35
621 | 0114 | Beldar | day | 0.15 | 558.00 | 83.70
621 | 9999 | Sundries | L.S. | 11.65 | 2.00 | 23.30
621 | TOTAL |  |  |  |  | 1707.05 | W
621 | Add 1 % Water charges on "W" |  |  |  |  | 17.07
621 | TOTAL |  |  |  |  | 1724.12 X
621 |  | Add GST on "X" (multiplying factor
621 |  | 0.1405) 242.24
621 | TOTAL |  |  |  |  | 1966.36 Y
621 | Add 15% CPOH on "Y" |  |  |  |  | 294.95
621 | TOTAL |  |  |  |  | 2261.31 | Z
621 | Add Cess @ 1% on "Z" |  |  |  |  | 22.61
621 | Cost of 5 metres |  |  |  |  | 2283.93
621 | Cost of 1 metre |  |  |  |  | 456.79
621 | Say |  |  |  |  | 456.80
621 | 9.142 | 35 mm thick factory made Solid panel PVC Door shutter, made out of single piece extruded soild PVC profiles, 5 mm (± 0.2 mm) thick, having styles & rails (except lock rail) of size 95 mmx 35 mm x 5 mm, out of which 75 mm shall be flat and 20 mm shall be tapered (on both side), having one side thickness of 15 mm integrally extruded on the hinge side of the profile for better screw holding power, including reinforcing with MS tube of size 40 mm X 20 mm x 1 mm, joints of styles & rails to be mitered cut & joint with the help of PVC solvent cement, self driven self tapping screws & M.S. rectangular pipes bracket of size 190 mm X 100 mm of cross section size 35 mm x 17 mm x 1 mm at each corner. Single piece extruded 5 mm thick solid PVC Lock rail of size 115 mm x 35 mm, out of which 75 mm to be flat and 20 mm to be tapered at both ends, having 15 mm solid core in middle of rail section integrally extruded, fixing the styles & rails with the help of solvent and self driven self tapping screws of 125 mm x 11 mm, including providing 5 mm Single piece solid PVC extruded sheet inserted in the door as panel, all complete as per manufacturer's specification and direction of Engineer-in-charge.
621 | 9.142.1 | Non decorative finish (matt finish) Details of cost for of one shutter 2.20x1.08m = 2.38 sqm
622 |  | MATERIAL
622 | 8735 | 35 mm thick factory made solid panel PVC door shutter of single pieceextruded profile non decorative finished (Matt finished) | sqm | 2.38 | 2150.00 | 5117.00
622 | 8100 | Powder coated M.S. butt hinges 100mm X58mmX1.9mm | 10 Nos | 0.40 | 123.00 | 49.20
622 | 0637 | Bright finished or black enamelled mild steel screws 40 mm | 100 Nos | 0.48 | 60.00 | 28.80
622 | 0640 | Bright finished or black enamelled mild steel screws 20 mm | 100 Nos | 0.08 | 30.00 | 2.40
622 |  | LABOUR
622 | 0156 | Carpenter (average) | day | 0.40 | 709.00 | 283.60
622 | 0114 | Beldar | day | 0.40 | 558.00 | 223.20
622 | 9999 | Sundries | L.S. | 30.35 | 2.00 | 60.70
622 | TOTAL |  |  |  |  | 5764.90 | W
622 | Add 1 % Water charges on "W" |  |  |  |  | 57.65
622 | TOTAL |  |  |  |  | 5822.55 X
622 |  | Add GST on "X" (multiplying factor
622 |  | 0.1405) 818.07
622 | TOTAL |  |  |  |  | 6640.62 Y
622 | Add 15% CPOH on "Y" |  |  |  |  | 996.09
622 | TOTAL |  |  |  |  | 7636.71 | Z
622 | Add Cess @ 1% on "Z" |  |  |  |  | 76.37
622 | Cost of 2.38 sqm |  |  |  |  | 7713.08
622 | Cost of 1 sqm |  |  |  |  | 3240.79
622 | Say |  |  |  |  | 3240.80
622 | 9.142.2 | Decorative finish (wood grained finish) Details of cost for of one shutter 2.20x1.08m = 2.38 sqm MATERIAL
622 | 8736 | 35 mm thick factory made solid panel PVC door shutter of single pieceextruded profile decorative finished (Wood grand finished) | sqm | 2.38 | 2600.00 | 6188.00
622 | 8100 | Powder coated M.S. butt hinges 100mm X58mmX1.9mm | 10 Nos | 0.40 | 123.00 | 49.20
622 | 0637 | Bright finished or black enamelled mild steel screws 40 mm | 100 Nos | 0.48 | 60.00 | 28.80
622 | 0640 | Bright finished or black enamelled mild steel screws 20 mm | 100 Nos | 0.08 | 30.00 | 2.40
622 |  | LABOUR
622 | 0156 | Carpenter (average) | day | 0.40 | 709.00 | 283.60
622 | 0114 | Beldar | day | 0.40 | 558.00 | 223.20
623 | 9999 | Sundries | L.S. | 30.35 | 2.00 | 60.70
623 | TOTAL |  |  |  |  | 6835.90 W
623 | Add 1 % Water charges on "W" |  |  |  |  | 68.36
623 | TOTAL |  |  |  |  | 6904.26 X
623 |  | Add GST on "X" (multiplying factor
623 |  | 0.1405) 970.05
623 | TOTAL |  |  |  |  | 7874.31 Y
623 | Add 15% CPOH on "Y" |  |  |  |  | 1181.15
623 | TOTAL |  |  |  |  | 9055.45 | Z
623 | Add Cess @ 1% on "Z" |  |  |  |  | 90.55
623 | Cost of 2.38 sqm |  |  |  |  | 9146.01
623 | Cost of 1 sqm |  |  |  |  | 3842.86
623 | Say |  |  |  |  | 3842.85
623 | 9.143 | Providing and Fixing factory made uPVC door frame, made of uPVC exturded sections, of size 65 mm x 55 mm with wall thickness 2.0 mm (± 0.2 mm), corners of the door frame to be mitred cut and jointed with plastic brackets and stainless steel screws, reinforcing hinge side vertical of the frames with PVC profile of Size 28 mm x 30 mm having wall thickness 2 mm (±0.2 mm), including providing & fixing 3 nos of 125 mm long stainless steel hinges to the frame, fixing the frame with jamb with required number & size of anchor dash fastners, all complete as per manufacturer's specification and direction of Engineer-in-charge. Details of cost for one door frame of 5 metre MATERIAL
623 | 8745 | 65mm x 55mm x 2mm thick Factory made door frame of PVC extruded section in white,grey or wooden finish | metre | 5.00 | 355.00 | 1775.00
623 |  | LABOUR
623 | 0156 | Carpenter (average) | day | 0.15 | 709.00 | 106.35
623 | 0114 | Beldar | day | 0.15 | 558.00 | 83.70
623 | 9999 | Sundries | L.S. | 4.68 | 2.00 | 9.36
623 | TOTAL |  |  |  |  | 1974.41 | W
623 | Add 1 % Water charges on "W" |  |  |  |  | 19.74
623 | TOTAL |  |  |  |  | 1994.15 X
623 |  | Add GST on "X" (multiplying factor
623 |  | 0.1405) 280.18
623 | TOTAL |  |  |  |  | 2274.33 Y
623 | Add 15% CPOH on "Y" |  |  |  |  | 341.15
623 | TOTAL |  |  |  |  | 2615.48 | Z
623 | Add Cess @ 1% on "Z" |  |  |  |  | 26.15
623 | Cost of 5 metres |  |  |  |  | 2641.64
623 | Cost of 1 metre |  |  |  |  | 528.33
623 | Say |  |  |  |  | 528.35
624 | 9.144 | Providing and fixing 37 mm thick factory made PVC door shutter, styles and rails made of PVC hollow section of size 100 mm x 37 mm with wall thickness 2 mm (± 0.2 mm), with inbuilt bead on one side, styles and rails mitered cut and joint at the corners by means of 2 nos of plastic brackets of size 75 mm x 220 mm at each corner and stainless steel screws, reinforcing the hinge side of style by inserting PVC profile of size 28 mm x 30 mm, with wall thickness 2 mm ( ± 0.2 mm). Lockrail of size 100 mm x 37 mm, wall thickness 2 mm (+ 0.2 mm) will be fixed to the vertical styles. Providing with PVC snapfit beads and panel of size 100 mm x 20 mm, and inserting 2 nos tie bar of 6 mm dia and fastening with nuts and washers complete, all as per manufacturer's specification and direction of Engineer-in-charge. Details of cost for of one shutter 2.20x1.08m = 2.38 sqm MATERIAL
624 | 8746 | 37 mm thick Factory made shutter with style,rails and panels of PVC extruded section in white or grey finish i/c carriage | sqm | 2.38 | 2400.00 | 5712.00
624 |  | LABOUR
624 | 0156 | Carpenter (average) | day | 0.40 | 709.00 | 283.60
624 | 0114 | Beldar | day | 0.40 | 558.00 | 223.20
624 | 9999 | Sundries | L.S. | 20.36 | 2.00 | 40.72
624 | TOTAL |  |  |  |  | 6259.52 | W
624 | Add 1 % Water charges on "W" |  |  |  |  | 62.60
624 | TOTAL |  |  |  |  | 6322.12 X
624 |  | Add GST on "X" (multiplying factor
624 |  | 0.1405) 888.26
624 | TOTAL |  |  |  |  | 7210.37 Y
624 | Add 15% CPOH on "Y" |  |  |  |  | 1081.56
624 | TOTAL |  |  |  |  | 8291.93 | Z
624 | Add Cess @ 1% on "Z" |  |  |  |  | 82.92
624 | Cost of 2.38 sqm |  |  |  |  | 8374.85
624 | Cost of 1 sqm |  |  |  |  | 3518.84
624 | Say |  |  |  |  | 3518.85
624 | 9.145 | Providing and Fixing factory made PVC door frame made of PVC extruded sections of size 75 mm x 53 mm, having wall thickness 2.0 mm (± 0.2 mm). Both verticalssides of the frame reinforced with PVC profile of cross section size 28 mm x 30 mm x 2 mm thickness (± 0.2 mm) and 75 mm x 200 mm long, including reinforcing both ends of the top frame with PVC profile. PVC Door Frame and PVC reinforcement profile to be mitred cut, jointed and fusion welded together, including providing and fixing 3 nos of 125 mm long stainless steel hinges to frame, fixing the frame with jamb with required nos & sizes of anchor dash fastener, all complete as per manufacturer's specification and direction of engineer- in-charge. Details of cost for one door frame of 5 metre
625 |  | MATERIAL
625 | 8747 | 75mm x 53mm x 2.0mm thick Factory made door frame of PVC extruded section in white,grey or wooden finish | metre | 5.00 | 400.00 | 2000.00
625 |  | LABOUR
625 | 0156 | Carpenter (average) | day | 0.15 | 709.00 | 106.35
625 | 0114 | Beldar | day | 0.15 | 558.00 | 83.70
625 | 9999 | Sundries | L.S. | 4.68 | 2.00 | 9.36
625 | TOTAL |  |  |  |  | 2199.41 | W
625 | Add 1 % Water charges on "W" |  |  |  |  | 21.99
625 | TOTAL |  |  |  |  | 2221.40 X
625 |  | Add GST on "X" (multiplying factor
625 |  | 0.1405) 312.11
625 | TOTAL |  |  |  |  | 2533.51 Y
625 | Add 15% CPOH on "Y" |  |  |  |  | 380.03
625 | TOTAL |  |  |  |  | 2913.54 | Z
625 | Add Cess @ 1% on "Z" |  |  |  |  | 29.14
625 | Cost of 5 metres |  |  |  |  | 2942.67
625 | Cost of 1 metre |  |  |  |  | 588.53
625 | Say |  |  |  |  | 588.55
625 | 9.146 | Providing and fixing 37 mm thick factory made PVC Door shutter, styles and rails made of PVC hollow extruded printed and laminated section having overall dimension 115 mm x 37 mm with wall thickness 2 mm (± 0.2 mm) with inbuilt beading on one side, the styles and rails mitred cut and joint at corners by inserting 2 nos PVC profile reinforcement of size 75 mm x 200 mm long with cross section size of 28 mm x 30 mm having wall thickness 2 mm (± 0.2 mm). Styles, rails and reinforcements to be fusion welded together. Only hinge side vertical style to be reinforced with PVC profile reinforcement in full length. Printed and laminated PVC lock rail of size 110 mm x 37 mm having wall thickness 2 mm (± 0.2 mm) to be welded horizontally with the vertical styles after inserting PVC profile reinforcement as in styles and rails, providing with PVC snap fit beading, panels of 100 x 20 mm printed & laminated and inserting 2 nos 6 mm dia bright steel rod horizontally with both side threaded and tightened with check nuts and washers complete, all as per manufacturer's specification and direction of engineer-in-charge. Details of cost for of one shutter 2.20x1.08m = 2.38 sqm MATERIAL
625 | 8748 | 37 mm thick Factory made fusion welded shutter with style,rails and panels of PVC extruded section in wooden finish. | sqm | 2.38 | 2600.00 | 6188.00
625 |  | LABOUR
625 | 0156 | Carpenter (average) | day | 0.40 | 709.00 | 283.60
625 | 0114 | Beldar | day | 0.40 | 558.00 | 223.20
626 | 9999 | Sundries | L.S. | 20.36 | 2.00 | 40.72
626 | TOTAL |  |  |  |  | 6735.52 W
626 | Add 1 % Water charges on "W" |  |  |  |  | 67.36
626 | TOTAL |  |  |  |  | 6802.88 X
626 |  | Add GST on "X" (multiplying factor
626 |  | 0.1405) 955.80
626 | TOTAL |  |  |  |  | 7758.68 Y
626 | Add 15% CPOH on "Y" |  |  |  |  | 1163.80
626 | TOTAL |  |  |  |  | 8922.48 | Z
626 | Add Cess @ 1% on "Z" |  |  |  |  | 89.22
626 | Cost of 2.38 sqm |  |  |  |  | 9011.71
626 | Cost of 1 sqm |  |  |  |  | 3786.43
626 | Say |  |  |  |  | 3786.45
626 |  | 9.147A Providing and fixing factory made uPVC white colour casement/casement cum
626 |  | fixed glazed windows comprising of uPVC multi-chambered frame, sash and
626 |  | mullion (where ever required) extruded profiles duly reinforced with 1.60 ± 0.2 mm
626 |  | thick galvanized mild steel section made from roll forming process of required
626 |  | length (shape & size according to uPVC profile), uPVC extruded glazing beads of
626 |  | appropriate dimension, EPDM gasket, stainless steel (SS 304 grade) friction hinges,
626 |  | zinc alloy (white powder coated) casement handles, G.I fasteners 100 x 8 mm size
626 |  | for fixing frame to finished wall, plastic packers, plastic caps and necessary stainless
626 |  | steel screws etc. Profile of frame & sash shall be mitred cut and fusion welded at
626 |  | all corners, mullion (if required) shall be also fusion welded including drilling of
626 |  | holes for fixing hardware's and drainage of water etc. After fixing frame the gap
626 |  | between frame and adjacent finished wall shall be filled with weather proof silicon
626 |  | sealant over backer rod of required size and of approved quality, all complete as
626 |  | per approved drawing & direction of Engineer-in-Charge. (Single / double glass
626 |  | panes and silicon sealant shall be paid separately)
626 |  | Note: For uPVC frame, sash and mullion extruded profiles minus 5% tolerancein
626 |  | dimension i.e. in depth & width of profile shall be acceptable. Variation in profile
626 |  | dimension in higher side shall be accepted but no extra payment on this account
626 |  | shall be made.
626 |  | 9.147A.1 Casement window single panel with S.S. friction hinges (300 x 19 x 1.9 mm),
626 |  | made of (small series) frame 47 x 50 mm & sash 47 x 68 mm both having wall
626 |  | dimension. (Area of window upto 0.75 sqm.)
626 |  | Detail of Cost for uPVC casement
626 |  | window size 0.50 x 1.35 m = 0.68 sqm
626 |  | MATERIAL
626 | 8121 | uPVC extruded (small series) casement window frame size 47x50mm i/c 5% wastage | metre | 3.89 | 258.30 | 1004.79
626 | 8122 | uPVC extruded (small series) casement window sash/window mullion size 47x68 mm i/c 5% wastage | metre | 3.68 | 282.90 | 1041.07
626 |  | appropriate dimension for small series
626 |  | casement window Sash | metre | 3.49 | 98.40 | 343.42
626 |  | Galvanized iron reinforcement for :-
627 | 3991 | Galvanized iron (1.6 ± 0.2 mm) thick reinforcement for small series casement window frame, sash, mullion i/c 5% wastage | metre | 6.97 | 66.00 | 460.02
627 |  | Window Frame = 3.59 M + Window
627 |  | Sash = 3.38 M
627 |  | Total = 6.97 M
627 | 7390 | EPDM Gasket for uPVC window i/c 5% wastage | metre | 14.55 | 19.00 | 276.45
627 | 3995 | G.I fasteners 100 x 8 mm | each | 8.00 | 14.00 | 112.00
627 | 8757 | Stainless steel friction hinges (SS-304 grade) size 300 x 19 x 1.9 mm for uPVC window | each | 2.00 | 245.00 | 490.00
627 | 8750 | Zinc alloy (white powder coated) casement handle for uPVC window | each | 1.00 | 130.00 | 130.00
627 | 9999 | Sundries, plastic packers, plastic caps, SS screws and carriage of material | L.S. | 170.00 | 2.00 | 340.00
627 |  | LABOUR
627 | 0162 | Labour for fabrication of uPVC extruded casement windows including drilling holes, fixing of fittings & hardwares, hire charges of drill machine and electricity charges etc. | sqm | 0.68 | 485.00 | 329.80
627 | 0163 | Labour for installation of uPVC extruded casement windows including scaffolding | sqm | 0.68 | 430.00 | 292.40
627 | TOTAL |  |  |  |  | 4819.95 W
627 | Add 1 % Water charges on "W" |  |  |  |  | 48.20
627 | TOTAL |  |  |  |  | 4868.14 X
627 |  | Add GST on "X" (multiplying factor
627 |  | 0.1405) 683.97
627 | TOTAL |  |  |  |  | 5552.12 Y
627 | Add 15% CPOH on "Y" |  |  |  |  | 832.82
627 | TOTAL |  |  |  |  | 6384.94 | Z
627 | Add Cess @ 1% on "Z" |  |  |  |  | 63.85
627 | Cost of 0.68 sqm |  |  |  |  | 6448.79
627 | Cost of 1.00 sqm |  |  |  |  | 9483.51
627 | Say |  |  |  |  | 9483.50
627 |  | 9.147A.2 Casement window double panels with S.S. friction hinges (300 x 19 x 1.9 mm)
627 |  | all having wall thickness of 1.9 ± 0.2 mm and single glazing bead of appropriate
627 |  | dimension. (Area of window above 0.75 sqm upto 1.50 sqm).
627 |  | Detail of cost for uPVC casement
627 |  | window size 1.00 x 1.35 m = 1.35 sqm.
627 |  | MATERIAL
627 | 8121 | uPVC extruded (small series) casement window frame size 47x50mm i/c 5% wastage | metre | 4.94 | 258.30 | 1276.00
628 | 8122 | uPVC extruded (small series) casement window sash/window Mullion size 47x68 mm i/c 5% wastage | metre | 8.86 | 282.90 | 2506.49
628 |  | Window Sash = 7.44 M + Window
628 |  | Mullion= 1.42 M
628 |  | Total = 8.86 M
628 |  | appropriate dimension for small series
628 |  | casement window Sash i/c 5%
628 |  | wastage | metre | 7.06 | 98.40 | 694.70
628 |  | Galvanized iron reinforcement for
628 | 3991 | Galvanized iron (1.6 ± 0.2 mm) thick reinforcement for small series casement window frame, sash, mullion i/c 5% wastage | metre | 12.63 | 66.00 | 833.58
628 |  | Window Frame = 4.64 M + Window
628 |  | Sash = 6.64 M + Window Mullion =
628 |  | 1.35 M
628 |  | Total = 12.63 M
628 | 7390 | EPDM Gasket for uPVC window i/c 5% wastage | metre | 27.91 | 19.00 | 530.29
628 | 3995 | G.I fasteners 100 x 8 mm | each | 10.00 | 14.00 | 140.00
628 | 8757 | Stainless steel friction hinges (SS-304 grade) size 300 x 19 x 1.9 mm for uPVC window | each | 4.00 | 245.00 | 980.00
628 | 8750 | Zinc alloy (white powder coated) casement handle for uPVC window | each | 2.00 | 130.00 | 260.00
628 | 9999 | Sundries, plastic packers, plastic caps, SS screws and carriage of material | L.S. | 170.00 | 2.00 | 340.00
628 |  | LABOUR
628 | 0162 | Labour for fabrication of uPVC extruded casement windows including drilling holes, fixing of fittings & hardwares, hire charges of drill machine and electricity charges etc. | sqm | 1.35 | 485.00 | 654.75
628 | 0163 | Labour for installation of uPVC extruded casement windows including scaffolding | sqm | 1.35 | 430.00 | 580.50
628 | TOTAL |  |  |  |  | 8796.32 W
628 | Add 1 % Water charges on "W" |  |  |  |  | 87.96
628 | TOTAL |  |  |  |  | 8884.28 X
628 |  | Add GST on "X" (multiplying factor
628 |  | 0.1405) 1248.24
628 | TOTAL |  |  |  |  | 10132.52 Y
628 | Add 15% CPOH on "Y" |  |  |  |  | 1519.88
628 | TOTAL |  |  |  |  | 11652.40 | Z
628 | Add Cess @ 1% on "Z" |  |  |  |  | 116.52
628 | Cost of 1.35 sqm |  |  |  |  | 11768.93
628 | Cost of 1.00 sqm |  |  |  |  | 8717.72
628 | Say |  |  |  |  | 8717.70
629 |  | 9.147A.3 Casement window double panels with top fixed with S.S. friction hinges (350 x 19
629 |  | x 1.9 mm) made of (small series) frame 47 x 50 mm, sash 47 x 68 mm & mullion 47
629 |  | x 68 mm all having wall thickness of 1.9 ± 0.2 mm and single glazing bead of
629 |  | appropriate dimension. ( Area of window upto 2.50 sqm).
629 |  | Detail of cost for uPVC casement
629 |  | window size 1.20 x 1.80 m = 2.16 sqm
629 |  | MATERIAL
629 | 8121 | uPVC extruded (small series) casement window frame size 47x50mm i/c 5% wastage | metre | 6.30 | 258.30 | 1627.29
629 | 8122 | uPVC extruded (small series) casement window sash/window Mullion size 47x68mm i/c 5% wastage | metre | 9.80 | 282.90 | 2772.42
629 |  | Window Sash = 7.28 M + Window
629 |  | Mullion = 2.52 M
629 |  | Total = 9.80 M
629 |  | appropriate dimension for small series
629 |  | casement window Sash i/c 5%
629 |  | wastage | metre | 10.62 | 98.40 | 1045.01
629 |  | Galvanized iron reinforcement for :-
629 | 3991 | Galvanized iron (1.6 ± 0.2 mm) thick reinforcement for small series casement window frame, sash, mullion i/c 5% wastage | metre | 15.05 | 66.00 | 993.30
629 |  | Window Frame = 6.00 M + Window
629 |  | Sash =6.68 M + Window Mullion =
629 |  | 2.37 M
629 |  | Total = 15.05 M
629 | 7390 | EPDM Gasket for uPVC window i/c 5% wastage | metre | 37.34 | 19.00 | 709.46
629 | 3995 | G.I fasteners 100 x 8 mm | each | 12.00 | 14.00 | 168.00
629 | 8758 | Stainless steel friction hinges (SS-304 grade) size 350 x 19 x 1.9 mm for uPVC window | each | 4.00 | 345.00 | 1380.00
629 | 8750 | Zinc alloy (white powder coated) casement handle for uPVC window | each | 2.00 | 130.00 | 260.00
629 | 9999 | Sundries, plastic packers, plastic caps, SS screws and carriage of material | L.S. | 170.00 | 2.00 | 340.00
629 |  | LABOUR
629 | 0162 | Labour for fabrication of uPVC extruded casement windows including drilling holes, fixing of fittings & hardwares, hire charges of drill machine and electricity charges etc. | sqm | 2.16 | 485.00 | 1047.60
630 | 0163 | Labour for installation of uPVC extruded casement windows including scaffolding | sqm | 2.16 | 430.00 | 928.80
630 | TOTAL |  |  |  |  | 11271.88 W
630 | Add 1 % Water charges on "W" |  |  |  |  | 112.72
630 | TOTAL |  |  |  |  | 11384.60 X
630 |  | Add GST on "X" (multiplying factor
630 |  | 0.1405) 1599.54
630 | TOTAL |  |  |  |  | 12984.13 Y
630 | Add 15% CPOH on "Y" |  |  |  |  | 1947.62
630 | TOTAL |  |  |  |  | 14931.75 | Z
630 | Add Cess @ 1% on "Z" |  |  |  |  | 149.32
630 | Cost of 2.16 sqm |  |  |  |  | 15081.07
630 | Cost of 1.00 sqm |  |  |  |  | 6981.98
630 | Say |  |  |  |  | 6982.00
630 |  | 9.147A.4 Casement window single panel with S.S. friction hinges (400 x 19 x 1.9 mm) made
630 |  | of (big series)frame 67 x 60 mm & sash 67 x 80 mm both having wall thickness of
630 |  | 2.3 ± 0.2 mm and single glazing bead / double glazing bead of appropriate dimension.
630 |  | (Area of window above 0.75 sqm.)
630 |  | Detail of cost for uPVC casement
630 |  | window size 0.70 x 1.35 m = 0.95 sqm
630 |  | MATERIAL
630 |  | window frame size 67x60 mm i/c 5%
630 |  | wastage | metre | 4.31 | 319.80 | 1378.34
630 | 8128 | uPVC extruded (big series) casement window sash/window mullion size 67x80 mm i/c 5% wastage | metre | 4.02 | 426.40 | 1714.13
630 | 8130 | uPVC extruded glazing bead of appropriate dimension for big series casement window sash i/c 5% wastage | metre | 3.83 | 123.00 | 471.09
630 |  | Galvanized iron reinforcement for :-
630 | 3992 | Galvanized iron (1.6 ± 0.2 mm) thick reinforcement for big series casement window frame, sash, mullion, i/c 5% wastage | metre | 7.73 | 71.00 | 548.83
630 |  | Window Frame = 4.01 M + Window
630 |  | Sash = 3.72 M
630 |  | Total = 7.73 M
630 | 7390 | EPDM Gasket for uPVC window i/c 5% wastage | metre | 15.99 | 19.00 | 303.81
630 | 3995 | G.I fasteners 100 x 8 mm | each | 10.00 | 14.00 | 140.00
630 | 8759 | Stainless steel friction hinges (SS-304 grade) size 400 x 19 x 1.9 mm for uPVC window | each | 2.00 | 365.00 | 730.00
630 | 8750 | Zinc alloy (white powder coated) casement handle for uPVC window | each | 1.00 | 130.00 | 130.00
631 | 9999 | Sundries, plastic packers, plastic caps, SS screws and carriage of material | L.S. | 170.00 | 2.00 | 340.00
631 |  | LABOUR
631 | 0162 | Labour for fabrication of uPVC extruded casement windows including drilling holes, fixing of fittings & hardwares, hire charges of drill machine and electricity charges etc. | sqm | 0.95 | 485.00 | 460.75
631 | 0163 | Labour for installation of uPVC extruded casement windows including scaffolding | sqm | 0.95 | 430.00 | 408.50
631 | TOTAL |  |  |  |  | 6625.45 W
631 | Add 1 % Water charges on "W" |  |  |  |  | 66.25
631 | TOTAL |  |  |  |  | 6691.70 X
631 |  | Add GST on "X" (multiplying factor
631 |  | 0.1405) 940.18
631 | TOTAL |  |  |  |  | 7631.88 Y
631 | Add 15% CPOH on "Y" |  |  |  |  | 1144.78
631 | TOTAL |  |  |  |  | 8776.67 | Z
631 | Add Cess @ 1% on "Z" |  |  |  |  | 87.77
631 | Cost of 0.95 sqm |  |  |  |  | 8864.43
631 | Cost of 1.00 sqm |  |  |  |  | 9330.98
631 | Say |  |  |  |  | 9331.00
631 |  | 9.147A.5 Casement window double panels with S.S. friction hinges (350 x 19 x 1.9 mm)
631 |  | made of (big series)frame 67 x 60 mm & sash / mullion 67 x 80 mm both having wall
631 |  | thickness of 2.3 ± 0.2 mm and single glazing bead/ double glazing bead of
631 |  | appropriate dimension. (Area of window above 1.50 sqm).
631 |  | Detail of Cost for uPVC casement
631 |  | window size 1.20 x 1.35 m = 1.62 sqm.
631 |  | MATERIAL
631 |  | window frame size 67x60 mm i/c 5%
631 |  | wastage | metre | 5.36 | 319.80 | 1714.13
631 | 8128 | uPVC extruded (big series) casement window sash/window mullion size 67x80 mm i/c 5% wastage | metre | 9.13 | 426.40 | 3893.03
631 |  | Window Sash = 7.71 M + Window
631 |  | Mullion =1.42 M
631 |  | Total = 9.13 M
631 | 8130 | uPVC extruded glazing bead of appropriate dimension for big series casement window sash i/c 5% wastage | metre | 7.34 | 123.00 | 902.82
631 |  | Galvanized iron reinforcement for :-
632 | 3992 | Galvanized iron (1.6 ± 0.2 mm) thick reinforcement for big series casement window frame, sash, mullion i/c 5% wastage | metre | 13.83 | 71.00 | 981.93
632 |  | Window Frame = 5.31 M + Window
632 |  | Sash = 7.11 M + Window Mullion =
632 |  | 1.41 M
632 |  | Total = 13.83 M
632 | 7390 | EPDM Gasket for uPVC window i/c 5% wastage | metre | 30.62 | 19.00 | 581.78
632 | 3995 | G.I fasteners 100 x 8 mm | each | 12.00 | 14.00 | 168.00
632 | 8758 | Stainless steel friction hinges (SS-304 grade) size 350 x 19 x 1.9 mm for uPVC window | each | 4.00 | 345.00 | 1380.00
632 | 8750 | Zinc alloy (white powder coated) casement handle for uPVC window | each | 2.00 | 130.00 | 260.00
632 | 9999 | Sundries, plastic packers, plastic caps, SS screws and carriage of material | L.S. | 170.00 | 2.00 | 340.00
632 |  | LABOUR
632 | 0162 | Labour for fabrication of uPVC extruded casement windows including drilling holes, fixing of fittings & hardwares, hire charges of drill machine and electricity charges etc. | sqm | 1.62 | 485.00 | 785.70
632 | 0163 | Labour for installation of uPVC extruded casement windows including scaffolding | sqm | 1.62 | 430.00 | 696.60
632 | TOTAL |  |  |  |  | 11703.99 W
632 | Add 1 % Water charges on "W" |  |  |  |  | 117.04
632 | TOTAL |  |  |  |  | 11821.03 X
632 |  | Add GST on "X" (multiplying factor
632 |  | 0.1405) 1660.85
632 | TOTAL |  |  |  |  | 13481.88 Y
632 | Add 15% CPOH on "Y" |  |  |  |  | 2022.28
632 | TOTAL |  |  |  |  | 15504.17 | Z
632 | Add Cess @ 1% on "Z" |  |  |  |  | 155.04
632 | Cost of 1.62 sqm |  |  |  |  | 15659.21
632 | Cost of 1.00 sqm |  |  |  |  | 9666.18
632 | Say |  |  |  |  | 9666.20
632 |  | 9.147A.6 Casement cum fixed panel window having both end single casement panel,
632 |  | middle fixed panels and at top completely fixed ventilator with S.S friction hinges
632 |  | mullion 67 x 80 mm all having wall thickness of 2.3 ± 0.2 mm and single glazing
632 |  | bead/double glazing bead of appropriate dimension. (Area of window above
632 |  | 3.00 sqm upto 5.00 sqm).
632 |  | Detail of cost for uPVC casement cum
632 |  | fixed window size 2.50 x 1.60 m = 4.00
632 |  | sqm.
633 |  | MATERIAL
633 |  | window frame size 67x60 mm i/c 5%
633 |  | wastage | metre | 8.61 | 319.80 | 2753.48
633 | 8128 | uPVC extruded (big series) casement window sash/window mullion size 67x80 mm i/c 5% wastage | metre | 15.17 | 426.40 | 6468.49
633 |  | Window Sash = 6.24 M + Window
633 |  | Mullion = 8.93 M
633 |  | Total = 15.17 M
633 | 8130 | uPVC extruded glazing bead of appropriate dimension for big series casement window sash i/c 5% wastage | metre | 27.85 | 123.00 | 3425.55
633 |  | Galvanized iron reinforcement for :-
633 | 3992 | Galvanized iron (1.6 ± 0.2 mm) thick reinforcement for big series casement window frame, sash, mullion, big & small series sliding window frame i/c 5% wastage | metre | 21.90 | 71.00 | 1554.90
633 |  | Window Frame = 8.31 M + Window
633 |  | Sash = 5.64 M + Window Mullion =
633 |  | 7.95 M
633 |  | Total = 21.90 M
633 | 7390 | EPDM Gasket for uPVC window/door i/c 5% wastage | metre | 83.45 | 19.00 | 1585.55
633 | 3995 | G.I fasteners 100 x 8 mm | each | 16.00 | 14.00 | 224.00
633 | 8758 | Stainless steel friction hinges (SS-304 grade) size 350 x 19 x 1.9 mm for uPVC window | each | 4.00 | 345.00 | 1380.00
633 | 8750 | Zinc alloy (white powder coated) casement handle for uPVC window | each | 2.00 | 130.00 | 260.00
633 | 9999 | Sundries, plastic packers, plastic caps, SS screws and carriage of material | L.S. | 170.00 | 2.00 | 340.00
633 |  | LABOUR
633 | 0162 | Labour for fabrication of uPVC extruded casement windows including drilling holes, fixing of fittings & hardwares, hire charges of drill machine and electricity charges etc. | sqm | 4.00 | 485.00 | 1940.00
633 | 0163 | Labour for installation of uPVC extruded casement windows including scaffolding | sqm | 4.00 | 430.00 | 1720.00
633 | TOTAL |  |  |  |  | 21651.97 W
633 | Add 1 % Water charges on "W" |  |  |  |  | 216.52
633 | TOTAL |  |  |  |  | 21868.49 X
633 |  | Add GST on "X" (multiplying factor
633 |  | 0.1405) 3072.52
633 | TOTAL |  |  |  |  | 24941.01 Y
633 | Add 15% CPOH on "Y" |  |  |  |  | 3741.15
633 | TOTAL |  |  |  |  | 28682.16 | Z
633 | Add Cess @ 1% on "Z" |  |  |  |  | 286.82
633 | Cost of 4.00 sqm |  |  |  |  | 28968.98
633 | Cost of 1.00 sqm |  |  |  |  | 7242.25
633 | Say |  |  |  |  | 7242.25
634 |  | 9.147B Providing and fixing factory made uPVC white colour fixed glazed windows/ventilators
634 |  | comprising of uPVC multi-chambered frame and mullion (where ever required)
634 |  | extruded profiles duly reinforced with 1.60 ± 0.2 mm thick galvanized mild steel
634 |  | section made from roll forming process of required length (shape & size according
634 |  | to uPVC profile), uPVC extruded glazing beads of appropriate dimension, EPDM
634 |  | gasket, G.I fasteners 100 x 8 mm size for fixing frame to finished wall, plastic packers,
634 |  | plastic caps and necessary stainless steel screws etc. Profile of frame shall be mitred
634 |  | cut and fusion welded at all corners, mullion (if required) shall be also fusion welded
634 |  | including drilling of holes for fixing hardware's and drainage of water etc. After
634 |  | fixing frame the gap between frame and adjacent finished wall shall be filled with
634 |  | weather proof silicon sealant over backer rod of required size and of approved
634 |  | quality, all complete as per approved drawing & direction of Engineer-in-Charge.
634 |  | (Single / double glass panes and silicon sealant shall be paid separately).
634 |  | Note: For uPVC frame, sash and mullion extruded profiles minus 5% tolerance
634 |  | in dimension i.e. in depth & width of profile shall be acceptable. Variation in
634 |  | profile dimension in higher side shall be accepted but no extra payment on
634 |  | this account shall be made.
634 |  | 9.147B.1 Fixed window / ventilator made of (small series) frame 47 x 50 mm & mullion
634 |  | 47 x 68 mm both having wall thickness of 1.9 ± 0.2 mm and single glazing bead
634 |  | of appropriate dimension. (Area upto 0.75 sqm.)
634 |  | Detail of cost for uPVC fixed window
634 |  | size 1.20 x 0.50 m = 0.60 sqm.
634 |  | MATERIAL
634 | 8121 | uPVC extruded (small series) fixed
634 | window frame | size 47x50mm | metre | 3.57 | 258.30 | 922.13
634 | 8122 | uPVC extruded (small series) fixed window mullion size 47x68 mm | metre | 0.53 | 282.90 | 149.94
634 |  | appropriate dimension for small series
634 |  | fixed window Sash | metre | 3.99 | 98.40 | 392.62
634 |  | Galvanized iron reinforcement for :-
634 | 3991 | Galvanized iron (1.6 ± 0.2 mm) thick reinforcement for small series fixed wastage | metre | 4.25 | 66.00 | 280.50
634 |  | Window Frame = 3.27 M + Window
634 |  | Mullion = 0.98 M
634 |  | Total = 4.25 M
634 | 7390 | EPDM Gasket for uPVC window i/c 5% wastage | metre | 8.38 | 19.00 | 159.22
634 | 3995 | G.I fasteners 100 x 8 mm | each | 8.00 | 14.00 | 112.00
634 | 9999 | Sundries, plastic packers, plastic caps, SS screws and carriage of material | L.S. | 170.00 | 2.00 | 340.00
634 |  | LABOUR
634 | 0162 | Labour for fabrication of uPVC extruded fixed windows including drilling holes, fixing of fittings & hardwares, hire charges of drill machine and electricity charges etc. | sqm | 0.60 | 485.00 | 291.00
635 | 0163 | Labour for installation of uPVC extruded fixed windows including scaffolding | sqm | 0.60 | 430.00 | 258.00
635 | TOTAL |  |  |  |  | 2905.40 W
635 | Add 1 % Water charges on "W" |  |  |  |  | 29.05
635 | TOTAL |  |  |  |  | 2934.46 X
635 |  | Add GST on "X" (multiplying factor
635 |  | 0.1405) 412.29
635 | TOTAL |  |  |  |  | 3346.75 Y
635 | Add 15% CPOH on "Y" |  |  |  |  | 502.01
635 | TOTAL |  |  |  |  | 3848.76 | Z
635 | Add Cess @ 1% on "Z" |  |  |  |  | 38.49
635 | Cost of 0.60 sqm |  |  |  |  | 3887.25
635 | Cost of 1.00 sqm |  |  |  |  | 6478.75
635 | Say |  |  |  |  | 6478.75
635 |  | 9.147C Providing and fixing factory made uPVC white colour casement/ Casement cum
635 |  | fixed glazed door comprising of uPVC multi-chambered frame, sash and mullion
635 |  | (where ever required) extruded profiles duly reinforced with 1.60 ± 0.2 mm thick
635 |  | galvanized mild steel section made from roll forming process of required length
635 |  | (shape & size according to uPVC profile), uPVC extruded glazing beads of
635 |  | appropriate dimension, EPDM gasket, zinc alloy (white powder coated) 3D hinges
635 |  | and one handle on each side of panels along with zinc plated mild steel multi point
635 |  | locking having transmission gear, cylinder with keeps and one side key, G.I
635 |  | fasteners 100 x 8 mm size for fixing frame to finished wall and necessary stainless
635 |  | steel screws, etc. Profile of frame & sash shall be mitred cut and fusion welded at
635 |  | all corners, mullion (if required) shall be also fusion welded including drilling of
635 |  | holes for fixing hardware's and drainage of water etc. After fixing frame the gap
635 |  | between frame and adjacent finished wall shall be filled with weather proof silicon
635 |  | sealent over backer rod of required size and of approved quality, all complete as
635 |  | per approved drawing & direction of Engineer-in-Charge. (Single / double glass
635 |  | panes and silicon sealent shall be paid separately).
635 |  | Note: For uPVC frame, sash and mullion extruded profiles minus 5% tolerance
635 |  | in dimension i.e. in depth & width of profile shall be acceptable. Variation in
635 |  | profile dimension in higher side shall be accepted but no extra payment on
635 |  | this account shall be made.
635 |  | 9.147C.1 Casement door with 3D hinges made of (big series) frame 67 x 64 mm & sash
635 |  | 67 x 110 mm both having wall thickness of 2.3 ± 0.2 mm and single glazing
635 |  | bead / double glazing bead of appropriate dimension. (Area of door upto
635 |  | 2.00 sqm).
635 |  | Detail of cost for uPVC casement door
635 |  | size 0.90 x 2.10 m = 1.89 sqm.
635 |  | MATERIAL
635 | 8127 | uPVC extruded (big series) casement door frame size 67x64 mm i/c 5% wastage | metre | 5.36 | 360.80 | 1933.89
635 | 8129 | uPVC extruded (big series) casement door sash size 67x110 mm i/c 5% wastage | metre | 6.02 | 516.60 | 3109.93
636 | 8130 | uPVC extruded glazing bead of appropriate dimension for big series
636 | casement door sash | i/c 5% wastage | metre | 5.22 | 123.00 | 642.06
636 |  | Galvanized iron reinforcement for :-
636 | 3992 | Galvanized iron (1.6 ± 0.2 mm) thick reinforcement for big series casement window/door frame, sash, mullion, i/c 5% wastage | metre | 5.14 | 71.00 | 364.94
636 | 3993 | Galvanized iron (1.6 ± 0.2 mm) thick reinforcement for big series casement door sash i/c 5% wastage | metre | 5.72 | 97.00 | 554.84
636 | 7390 | EPDM Gasket for uPVC window/door i/c 5% wastage | metre | 22.91 | 19.00 | 435.29
636 | 3995 | G.I fasteners 100 x 8 mm | each | 10.00 | 14.00 | 140.00
636 | 8116 | Zinc alloy (white powder coated) 3D Hinges for uPVC door` | each | 3.00 | 451.00 | 1353.00
636 | 8117 | Zinc alloy (white powder coated) handles with zinc plated mild steel multi point locking having transmission gear, cylinder with keeps and one side key for uPVC casement door | each set | 1.00 | 2296.00 | 2296.00
636 | 9999 | Sundries, plastic packers, plastic caps, SS screws and carriage of material | L.S. | 170.00 | 2.00 | 340.00
636 |  | LABOUR
636 | 0162 | Labour for fabrication of uPVC extruded casement/fixed windows/and door including drilling holes, fixing of fittings & hardwares, hire charges of drill machine and electricity charges etc. | sqm | 1.89 | 485.00 | 916.65
636 | 0163 | Labour for installation of uPVC extruded casement windows and doors including scaffolding | sqm | 1.89 | 430.00 | 812.70
636 | TOTAL |  |  |  |  | 12899.30 W
636 | Add 1 % Water charges on "W" |  |  |  |  | 128.99
636 | TOTAL |  |  |  |  | 13028.29 X
636 |  | Add GST on "X" (multiplying factor
636 |  | 0.1405) 1830.48
636 | TOTAL |  |  |  |  | 14858.77 Y
636 | Add 15% CPOH on "Y" |  |  |  |  | 2228.82
636 | TOTAL |  |  |  |  | 17087.58 | Z
636 | Add Cess @ 1% on "Z" |  |  |  |  | 170.88
636 | Cost of 1.89 sqm |  |  |  |  | 17258.46
636 | Cost of 1.00 sqm |  |  |  |  | 9131.46
636 | Say |  |  |  |  | 9131.45
637 |  | 9.147C.2 Casement door with top hung ventilator with 3D and S.S. friction hinges (400
637 |  | x 19 x 1.9 mm) made of (big series) frame 67 x 64 mm, sash 67 x 110 mm &
637 |  | mullion 67 x 80 mm all having wall thickness of 2.3 ±. 0.2 mm and single
637 |  | glazing bead / double glazing bead of appropriate dimension.(Area of door
637 |  | upto 2.50 sqm)
637 |  | Detail of cost for uPVC casement door
637 |  | size 0.90 x 2.70 m = 2.43 sqm
637 |  | MATERIAL
637 | 8127 | uPVC extruded (big series) casement door frame size 67x64 mm i/c 5% wastage | metre | 6.30 | 360.80 | 2273.04
637 | 8129 | uPVC extruded (big series) casement door sash size 67x110 mm i/c 5% wastage | metre | 6.01 | 516.60 | 3104.77
637 | 8128 | uPVC extruded (big series) casement door sash/mullion size 67x80 mm i/c 5% wastage | metre | 3.55 | 426.40 | 1513.72
637 |  | Door sash (67 mm x 80 mm) = 2.60 M +
637 |  | Door mullion (67 mm x 80 mm ) = 0.95 M
637 |  | Total = 3.55 M
637 | 8130 | uPVC extruded glazing bead of appropriate dimension for big series casement door sash i/c 5% wastage | metre | 8.06 | 123.00 | 991.38
637 |  | Galvanized iron reinforcement for :-
637 | 3992 | Galvanized iron (1.6 ± 0.2 mm) thick reinforcement for big series casement door frame, sash, mullion, i/c 5% wastage | metre | 9.26 | 71.00 | 657.46
637 |  | Door Frame = 6.08 M + Ventilator
637 |  | Sash =2.30 M + Mullion = 0.88 M
637 |  | Total = 9.26 M
637 | 3993 | Galvanized iron (1.6 ± 0.2 mm) thick reinforcement for big series casement door sash i/c 5% wastage | metre | 5.71 | 97.00 | 553.87
637 | 7390 | EPDM Gasket for uPVC window/door i/c 5% wastage | metre | 31.98 | 19.00 | 607.62
637 | 3995 | G.I fasteners 100 x 8 mm | each | 12.00 | 14.00 | 168.00
637 | 8116 | Zinc alloy (white powder coated) 3D Hinges for uPVC door | each | 3.00 | 451.00 | 1353.00
637 | 8117 | Zinc alloy (white powder coated) handles with zinc plated mild steel multi point locking having transmission gear, cylinder with keeps and one side key for uPVC casement door | each set | 1.00 | 2296.00 | 2296.00
637 | 8759 | Stainless steel friction hinges (SS-304 grade) size 400 x 19 x 1.9 mm for uPVC window | each | 2.00 | 365.00 | 730.00
637 | 8750 | Zinc alloy (white powder coated) casement handle for uPVC window/ door | each | 1.00 | 130.00 | 130.00
637 | 9999 | Sundries, plastic packers, plastic caps, SS screws and carriage of material | L.S. | 170.00 | 2.00 | 340.00
638 |  | LABOUR
638 | 0162 | Labour for fabrication of uPVC extruded casement doors including drilling holes, fixing of fittings & hardwares, hire charges of drill machine and electricity charges etc. | sqm | 2.43 | 485.00 | 1178.55
638 | 0163 | Labour for installation of uPVC extruded casement ventilator and doors including scaffolding | sqm | 2.43 | 430.00 | 1044.90
638 | TOTAL |  |  |  |  | 16942.31 W
638 | Add 1 % Water charges on "W" |  |  |  |  | 169.42
638 | TOTAL |  |  |  |  | 17111.73 X
638 |  | Add GST on "X" (multiplying factor
638 |  | 0.1405) 2404.20
638 | TOTAL |  |  |  |  | 19515.93 Y
638 | Add 15% CPOH on "Y" |  |  |  |  | 2927.39
638 | TOTAL |  |  |  |  | 22443.32 | Z
638 | Add Cess @ 1% on "Z" |  |  |  |  | 224.43
638 | Cost of 2.43 sqm |  |  |  |  | 22667.75
638 | Cost of 1.00 sqm |  |  |  |  | 9328.29
638 | Say |  |  |  |  | 9328.30
638 |  | 9.147D Providing and fixing factory made uPVC white colour sliding glazed window upto
638 |  | 1.50 m in height dimension comprising of uPVC multi-chambered frame with in-
638 |  | built roller track and sash extruded profiles duly reinforced with 1.60 ± 0.2 mm
638 |  | thick galvanized mild steel section made from roll forming process of required
638 |  | length (shape & size according to uPVC profile), appropriate dimension of uPVC
638 |  | zinc alloy (white powder coated) touch locks with hook, zinc alloy body with single
638 |  | nylon rollers (weight bearing capacity to be 40 kg), G.I fasteners 100 x 8 mm size
638 |  | for fixing frame to finished wall and necessary stainless steel screws etc. Profile
638 |  | of frame & sash shall be mitred cut and fusion welded at all corners, including
638 |  | drilling of holes for fixing hardware's and drainage of water etc. After fixing frame
638 |  | the gap between frame and adjacent finished wall shall be filled with weather proof
638 |  | silicon sealent over backer rod of required size and of approved quality, all complete
638 |  | as per approved drawing & direction of Engineer-in-Charge. (Single / double glass
638 |  | panes, wire mesh and silicon sealent shall be paid separately)
638 |  | Note: For uPVC frame and sash extruded profiles minus 5% tolerance in
638 |  | dimension i.e. in depth & width of profile shall be acceptable. Variation in
638 |  | profile dimension in higher side shall be accepted but no extra payment on
638 |  | this account shall be made.
638 |  | 9.147D.1 Two track two panels sliding window made of (small series) frame 52 x 44
638 |  | mm &sash 32 x 60 mm both having wall thickness of 1.9 ± 0.2 mm and single
638 |  | glazing bead of appropriate dimension. (Area of window upto 1.75 sqm)
638 |  | Detail of cost for uPVC sliding window
638 |  | size 1.20 x 1.35 m = 1.62 sqm.
638 |  | MATERIAL
638 | 8133 | uPVC extruded (small series) 2 track sliding window frame size 52x44 mm i/c 5% wastage | metre | 5.36 | 285.00 | 1527.60
639 | 8137 | uPVC extruded (small series) 2 track sliding window sash size 32x60mm i/c 5% wastage | metre | 7.90 | 265.00 | 2093.50
639 | 8140 | uPVC extruded | interlock |  | of
639 |  | appropriate dimension for small series
639 |  | sliding window sash i/c 5% wastage | metre | 2.69 | 80.00 | 215.20
639 | 8131 | uPVC extruded glazing bead of appropriate dimension for small series
639 | sliding | window sash i/c 5% wastage | metre | 6.92 | 60.00 | 415.20
639 |  | Galvanized iron reinforcement for
639 | 3991 | Galvanized iron (1.6 ± 0.2 mm) thick reinforcement for small series 2 track sliding window frame and sash i/c 5% wastage | metre | 12.36 | 66.00 | 815.76
639 |  | 2 Track Sliding (Window Frame =
639 |  | 5.06 M + Window Sash = 7.30 M)
639 |  | Total = 12.36 M
639 | 7390 | EPDM Gasket for uPVC window/door i/c 5% wastage | metre | 13.84 | 19.00 | 262.96
639 | 8773 | Wool pile/ weather pile strip for uPVC sliding window i/c 5% wastage | metre | 18.48 | 20.00 | 369.60
639 | 3995 | G.I fasteners 100 x 8 mm | each | 12.00 | 14.00 | 168.00
639 | 8751 | Zinc alloy (white powder coated) touch lock with hook for uPVC window | each | 2.00 | 105.00 | 210.00
639 | 8752 | Zinc alloy body with single nylon roller (weight bearing capacity to be 40 Kg) for uPVC sliding window | each | 4.00 | 56.00 | 224.00
639 | 9999 | Sundries, plastic packers, plastic caps, SS screws and carriage of material | L.S. | 170.00 | 2.00 | 340.00
639 |  | LABOUR
639 | 0162 | Labour for fabrication of uPVC extruded sliding windows including drilling holes, fixing of fittings & hardwares, hire charges of drill machine and electricity charges etc. | sqm | 1.62 | 485.00 | 785.70
639 | 0163 | Labour for installation of uPVC extruded sliding windows including scaffolding | sqm | 1.62 | 430.00 | 696.60
639 | TOTAL |  |  |  |  | 8124.12 W
639 | Add 1 % Water charges on "W" |  |  |  |  | 81.24
639 | TOTAL |  |  |  |  | 8205.36 X
639 |  | Add GST on "X" (multiplying factor
639 |  | 0.1405) 1152.85
639 | TOTAL |  |  |  |  | 9358.21 Y
639 | Add 15% CPOH on "Y" |  |  |  |  | 1403.73
639 | TOTAL |  |  |  |  | 10761.95 | Z
639 | Add Cess @ 1% on "Z" |  |  |  |  | 107.62
639 | Cost of 1.62 sqm |  |  |  |  | 10869.57
639 | Cost of 1.00 sqm |  |  |  |  | 6709.61
639 | Say |  |  |  |  | 6709.60
640 |  | 9.147D.2 Three track three panels sliding window with fly proof SS wire mesh (Two nos.
640 |  | glazed & one no. wire mesh panels) made of (small series) frame 92 x 44 mm &
640 |  | sash 32 x 60 mm both having wall thickness of 1.9 ± 0.2 mm and single glazing
640 |  | bead of appropriate dimension (Area of window upto 1.75 sqm).
640 |  | Detail of cost for uPVC sliding window
640 |  | size 1.20 x 1.35 m = 1.62 sqm.
640 |  | MATERIAL
640 | 8135 | uPVC extruded (small series) 3 track sliding window frame size 92x44 mm i/c 5% wastage | metre | 5.06 | 380.00 | 1922.80
640 | 8137 | uPVC extruded (small series) 3 track sliding window sash size 32x60mm i/c 5% wastage | metre | 11.84 | 265.00 | 3137.60
640 | 8140 | uPVC extruded | interlock |  | of
640 |  | appropriate dimension for small series
640 |  | sliding window sash i/c 5% wastage | metre | 4.04 | 80.00 | 323.20
640 | 8131 | uPVC extruded glazing bead of appropriate dimension for small series
640 | sliding | window sash i/c 5% wastage | metre | 10.38 | 60.00 | 622.80
640 |  | Galvanized iron reinforcement for
640 | 3991 | Galvanized iron (1.6 ± 0.2 mm) thick reinforcement for small series sliding window frame and sash i/c 5% wastage | metre | 20.46 | 66.00 | 1350.36
640 |  | 3 Track Sliding (Window Frame = 9.52
640 |  | m + Window Sash = 10.94 m)
640 |  | Total = 20.46 M
640 | 7390 | EPDM Gasket for uPVC window i/c 5% wastage | metre | 20.76 | 19.00 | 394.44
640 | 8773 | Wool pile/ weather pile strip for uPVC sliding window i/c 5% wastage | metre | 27.72 | 20.00 | 554.40
640 | 3995 | G.I fasteners 100 x 8 mm | each | 12.00 | 14.00 | 168.00
640 | 8751 | Zinc alloy (white powder coated) touch lock with hook for uPVC window | each | 2.00 | 105.00 | 210.00
640 | 8752 | Zinc alloy body with single nylon roller (weight bearing capacity to be 40 Kg) for uPVC sliding window | each | 6.00 | 56.00 | 336.00
640 | 9999 | Sundries, plastic packers, plastic caps, SS screws and carriage of material | L.S. | 170.00 | 2.00 | 340.00
640 |  | LABOUR
640 | 0162 | Labour for fabrication of uPVC extruded sliding windows including drilling holes, fixing of fittings & hardwares, hire charges of drill machine and electricity charges etc. | sqm | 1.62 | 485.00 | 785.70
641 | 0163 | Labour for installation of uPVC extruded sliding windows including scaffolding | sqm | 1.62 | 430.00 | 696.60
641 | TOTAL |  |  |  |  | 10841.90 W
641 | Add 1 % Water charges on "W" |  |  |  |  | 108.42
641 | TOTAL |  |  |  |  | 10950.32 X
641 |  | Add GST on "X" (multiplying factor
641 |  | 0.1405) 1538.52
641 | TOTAL |  |  |  |  | 12488.84 Y
641 | Add 15% CPOH on "Y" |  |  |  |  | 1873.33
641 | TOTAL |  |  |  |  | 14362.16 | Z
641 | Add Cess @ 1% on "Z" |  |  |  |  | 143.62
641 | Cost of 1.62 sqm |  |  |  |  | 14505.79
641 | Cost of 1.00 sqm |  |  |  |  | 8954.19
641 | Say |  |  |  |  | 8954.20
641 |  | 9.147D.3 Two track two panels sliding window made of (big series) frame 67 x 50 mm &
641 |  | sash 46 x 62 mm both having wall thickness of 2.3 ± 0.2 mm and single glazing
641 |  | bead / double glazing bead of appropriate dimension . (Area of window above
641 |  | 1.75 sqm upto 2.50 sqm).
641 |  | Detail of cost for uPVC sliding window
641 |  | size 1.50 x 1.35 m = 2.03sqm
641 |  | MATERIAL
641 | 8134 | uPVC extruded (big series) 2 track sliding window frame size 67x50mm i/c 5% wastage | metre | 5.99 | 385.00 | 2306.15
641 | 8138 | uPVC extruded (big series) 2 track sliding window sash size 46x62mm i/c 5% wastage | metre | 8.36 | 325.00 | 2717.00
641 | 8141 | uPVC extruded | interlock |  | of
641 |  | appropriate dimension for big series
641 |  | sliding window sash i/c 5% wastage | metre | 2.65 | 90.00 | 238.50
641 | 8132 | uPVC extruded glazing bead of appropriate dimension for big series of sliding window Sash i/c 5% wastage | metre | 7.64 | 85.00 | 649.40
641 |  | Galvanized iron reinforcement for :-
641 | 3992 | Galvanized iron (1.6 ± 0.2 mm) thick reinforcement for big series sliding window frame (2 track sliding window frame i/c 5% wastage) | metre | 5.69 | 71.00 | 403.99
641 | 3994 | Galvanized iron (1.6 ± 0.2 mm) thick reinforcement for big series sliding window sash (2 track sliding window sash i/c 5% wastage) | metre | 7.76 | 86.00 | 667.36
641 | 7390 | EPDM Gasket for uPVC window i/c 5% wastage | metre | 15.28 | 19.00 | 290.32
641 | 8773 | Wool pile/ weather pile strip for uPVC sliding window i/c 5% wastage | metre | 19.37 | 20.00 | 387.40
641 | 3995 | G.I fasteners 100 x 8 mm | each | 14.00 | 14.00 | 196.00
642 | 8751 | Zinc alloy (white powder coated) touch lock with hook for uPVC window | each | 2.00 | 105.00 | 210.00
642 | 8752 | Zinc alloy body with single nylon roller (weight bearing capacity to be 40 Kg) for uPVC sliding window | each | 4.00 | 56.00 | 224.00
642 | 9999 | Sundries, plastic packers, plastic caps, SS screws and carriage of material | L.S. | 170.00 | 2.00 | 340.00
642 |  | LABOUR
642 | 0162 | Labour for fabrication of uPVC extruded sliding windows including drilling holes, fixing of fittings & hardwares, hire charges of drill machine and electricity charges etc. | sqm | 2.03 | 485.00 | 984.55
642 | 0163 | Labour for installation of uPVC extruded sliding windows including scaffolding | sqm | 2.03 | 430.00 | 872.90
642 | TOTAL |  |  |  |  | 10487.57 W
642 | Add 1 % Water charges on "W" |  |  |  |  | 104.88
642 | TOTAL |  |  |  |  | 10592.45 X
642 |  | Add GST on "X" (multiplying factor
642 |  | 0.1405) 1488.24
642 | TOTAL |  |  |  |  | 12080.68 Y
642 | Add 15% CPOH on "Y" |  |  |  |  | 1812.10
642 | TOTAL |  |  |  |  | 13892.79 | Z
642 | Add Cess @ 1% on "Z" |  |  |  |  | 138.93
642 | Cost of 2.03 sqm |  |  |  |  | 14031.71
642 | Cost of 1.00 sqm |  |  |  |  | 6912.17
642 | Say |  |  |  |  | 6912.15
642 |  | 9.147D.4 Three track three panels sliding window with fly proof S.S wire mesh (Two nos.
642 |  | glazed & one no. wire mesh panels) made of (big series) frame 116 x 45 mm & sash
642 |  | 46 x 62 mm both having wall thickness of 2.3 ± 0.2 mm and single glazing bead /
642 |  | double glazing bead of appropriate dimension. (Area of window above 1.75 sqm).
642 |  | Detail of cost for uPVC sliding window
642 |  | size 1.80 x 1.35 m = 2.43 sqm.
642 |  | MATERIAL
642 | 8136 | uPVC extruded (big series) 3 track sliding window frame size 116x45mm i/c 5% wastage | metre | 6.62 | 530.00 | 3508.60
642 | 8139 | uPVC extruded (big series) 3 track sliding window sash size 46x62mm i/c 5% wastage | metre | 13.49 | 325.00 | 4384.25
642 | 8141 | uPVC extruded | interlock |  | of
642 |  | appropriate dimension for big series
642 |  | sliding window sash i/c 5% wastage | metre | 3.98 | 90.00 | 358.20
642 | 8132 | uPVC extruded glazing bead of appropriate dimension for big series of sliding window Sash i/c 5% wastage | metre | 11.91 | 85.00 | 1012.35
642 |  | Galvanized iron reinforcement for
643 | 3992 | Galvanized iron (1.6 ± 0.2 mm) thick reinforcement for big series sliding window frame (3 track sliding window frame i/c 5% wastage) | metre | 12.64 | 71.00 | 897.44
643 | 3994 | Galvanized iron (1.6 ± 0.2 mm) thick reinforcement for big series sliding window sash (3 track sliding window sash i/c 5% wastage) | metre | 12.59 | 86.00 | 1082.74
643 | 7390 | EPDM Gasket for uPVC window i/c 5% wastage | metre | 23.81 | 19.00 | 452.39
643 | 8773 | Wool pile/ weather pile strip for uPVC sliding window i/c 5% wastage | metre | 30.96 | 20.00 | 619.20
643 | 3995 | G.I fasteners 100 x 8 mm | each | 16.00 | 14.00 | 224.00
643 | 8751 | Zinc alloy (white powder coated) touch lock with hook for uPVC window | each | 2.00 | 105.00 | 210.00
643 | 8752 | Zinc alloy body with single nylon roller (weight bearing capacity to be 40 Kg) for uPVC sliding window | each | 6.00 | 56.00 | 336.00
643 | 9999 | Sundries, plastic packers, plastic caps, SS screws and carriage of material | L.S. | 170.00 | 2.00 | 340.00
643 |  | LABOUR
643 | 0162 | Labour for fabrication of uPVC extruded sliding windows including drilling holes, fixing of fittings & hardwares, hire charges of drill machine and electricity charges etc. | sqm | 2.43 | 485.00 | 1178.55
643 | 0163 | Labour for installation of uPVC extruded casement/ sliding windows including scaffolding | sqm | 2.43 | 430.00 | 1044.90
643 | TOTAL |  |  |  |  | 15648.62 W
643 | Add 1 % Water charges on "W" |  |  |  |  | 156.49
643 | TOTAL |  |  |  |  | 15805.11 X
643 |  | Add GST on "X" (multiplying factor
643 |  | 0.1405) 2220.62
643 | TOTAL |  |  |  |  | 18025.72 Y
643 | Add 15% CPOH on "Y" |  |  |  |  | 2703.86
643 | TOTAL |  |  |  |  | 20729.58 | Z
643 | Add Cess @ 1% on "Z" |  |  |  |  | 207.30
643 | Cost of 2.43 sqm |  |  |  |  | 20936.88
643 | Cost of 1.00 sqm |  |  |  |  | 8616.00
643 | Say |  |  |  |  | 8616.00
643 |  | 9.147D.5 Three track three panels sliding window made of (big series) frame 116 x 45 mm
643 |  | & sash 46 x 62 mm both having wall thickness of 2.3 ± 0.2 mm and single glazing
643 |  | bead / double glazing bead of appropriate dimension. (Area of window above
643 |  | 1.75 sqm)
643 |  | Detail of cost for uPVC sliding window
643 |  | size 1.80 x 1.35 m = 2.43 sqm.
644 |  | MATERIAL
644 | 8136 | uPVC extruded (big series) 3 track sliding window frame size 116x45mm i/c 5% wastage | metre | 6.62 | 530.00 | 3508.60
644 | 8139 | uPVC extruded (big series) 3 track sliding window sash size 46x62mm i/c 5% wastage | metre | 11.85 | 325.00 | 3851.25
644 | 8141 | uPVC extruded | interlock |  | of
644 |  | appropriate dimension for big series
644 |  | sliding window sash i/c 5% wastage | metre | 5.30 | 90.00 | 477.00
644 | 8132 | uPVC extruded glazing bead of appropriate dimension for big series of sliding window Sash i/c 5% wastage | metre | 10.26 | 85.00 | 872.10
644 |  | Galvanized iron reinforcement for :-
644 | 3992 | Galvanized iron (1.6 ± 0.2 mm) thick reinforcement for big series sliding window frame (3 track sliding window frame i/c 5% wastage) | metre | 12.64 | 71.00 | 897.44
644 | 3994 | Galvanized iron (1.6 ± 0.2 mm) thick reinforcement for big series sliding window sash (3 track sliding window sash i/c 5% wastage) | metre | 10.95 | 86.00 | 941.70
644 | 7390 | EPDM Gasket for uPVC window i/c 5% wastage | metre | 20.52 | 19.00 | 389.88
644 | 8773 | Wool pile/ weather pile strip for uPVC sliding window i/c 5% wastage | metre | 29.00 | 20.00 | 580.00
644 | 3995 | G.I fasteners 100 x 8 mm | each | 16.00 | 14.00 | 224.00
644 | 8751 | Zinc alloy (white powder coated) touch lock with hook for uPVC window | each | 2.00 | 105.00 | 210.00
644 | 8752 | Zinc alloy body with single nylon roller (weight bearing capacity to be 40 Kg) for uPVC sliding window | each | 6.00 | 56.00 | 336.00
644 | 9999 | Sundries, plastic packers, plastic caps, SS screws and carriage of material | L.S. | 170.00 | 2.00 | 340.00
644 |  | LABOUR
644 | 0162 | Labour for fabrication of uPVC extruded sliding windows including drilling holes, fixing of fittings & hardwares, hire charges of drill machine and electricity charges etc. | sqm | 2.43 | 485.00 | 1178.55
644 | 0163 | Labour for installation of uPVC extruded sliding windows including scaffolding | sqm | 2.43 | 430.00 | 1044.90
644 | TOTAL |  |  |  |  | 14851.42 W
644 | Add 1 % Water charges on "W" |  |  |  |  | 148.51
644 | TOTAL |  |  |  |  | 14999.93 X
644 |  | Add GST on "X" (multiplying factor
644 |  | 0.1405) 2107.49
644 | TOTAL |  |  |  |  | 17107.42 Y
644 | Add 15% CPOH on "Y" |  |  |  |  | 2566.11
644 | TOTAL |  |  |  |  | 19673.54 | Z
644 | Add Cess @ 1% on "Z" |  |  |  |  | 196.74
644 | Cost of 2.43 sqm |  |  |  |  | 19870.27
644 | Cost of 1.00 sqm |  |  |  |  | 8177.07
644 | Say |  |  |  |  | 8177.05
645 |  | 9.147E Providing and fixing factory made uPVC white colour sliding glazed window
645 |  | above 1.50 m in height dimension comprising of uPVC multi-chambered frame
645 |  | with in-built roller track and sash extruded profiles duly reinforced with 1.60 ±
645 |  | 0.2 mm thick galvanized mild steel section made from roll forming process of
645 |  | required length (shape & size according to uPVC profile), appropriate dimension
645 |  | of | uPVC extruded glazing beads, uPVC |  | extruded interlocks and uPVC | extruded
645 |  | Inline sash adaptor (if required), EPDM gasket, wool pile, zinc alloy (white powder
645 |  | coated) handle on one side of extreme panel along with zinc plated mild steel
645 |  | multi point locking having transmission gear with keeps, zinc alloy (white powder
645 |  | coated) touch lock with hook (if required for wire mesh panel), stainless steel
645 |  | (SS 304 grade) body with adjustable double nylon rollers (weight bearing capacity
645 |  | to be 120 kg), G.I fasteners 100 x 8 mm size for fixing frame to finished wall and
645 |  | necessary stainless steel screws etc. Profile of frame & sash shall be mitred cut
645 |  | and fusion welded at all corners, including drilling of holes for fixing hardware's
645 |  | and drainage of water etc. After fixing frame the gap between frame and adjacent
645 |  | finished wall shall be filled with weather proof silicon sealent over backer rod of
645 |  | required size and of approved quality, all complete as per approved drawing &
645 |  | direction of Engineer-in-Charge. (Single / double glass panes, wire mesh and
645 |  | silicon sealent shall be paid separately).
645 |  | Note: For uPVC frame and sash extruded profiles minus 5% tolerance in dimension
645 |  | i.e. in depth & width of profile shall be acceptable. Variation in profile dimension in
645 |  | higher side shall be accepted but no extra payment on this account shall be made.
645 |  | 9.147E.1 Two track two panels sliding window made of (big series) frame 67 x 50 mm &
645 |  | sash 46 x 62 mm both having wall thickness of 2.3 ± 0.2 mm and single glazing
645 |  | bead / double glazing bead of appropriate dimension. (Area of window above
645 |  | 2.50 sqm upto 4.00 sqm.)
645 |  | Detail of cost for uPVC sliding window
645 |  | size 1.50 x 2.40 m = 3.60 sqm.
645 |  | MATERIAL
645 | 8134 | uPVC extruded (big series) 2 track sliding window frame size 67x50mm i/c 5% wastage | metre | 8.19 | 385.00 | 3153.15
645 | 8138 | uPVC extruded (big series) 2 track sliding window sash size 46x62mm i/c 5% wastage | metre | 12.77 | 325.00 | 4150.25
645 | 8141 | uPVC extruded | interlock |  | of
645 |  | appropriate dimension for big series
645 |  | sliding window sash i/c 5% wastage | metre | 4.86 | 90.00 | 437.40
645 | 8132 | uPVC extruded glazing bead of appropriate dimension for big series of sliding window Sash i/c 5% wastage | metre | 12.04 | 85.00 | 1023.40
645 |  | Galvanized iron reinforcement for
645 | 3992 | Galvanized iron (1.6 ± 0.2 mm) thick reinforcement for big series sliding window frame (2 track sliding window frame i/c 5% wastage) | metre | 7.89 | 71.00 | 560.19
645 | 3994 | Galvanized iron (1.6 ± 0.2 mm) thick reinforcement for big series sliding window sash (2 track sliding window sash i/c 5% wastage) | metre | 12.17 | 86.00 | 1046.62
646 | 7390 | EPDM Gasket for uPVC window i/c 5% wastage | metre | 24.08 | 19.00 | 457.52
646 | 8773 | Wool pile/ weather pile strip for uPVC sliding window i/c 5% wastage | metre | 30.40 | 20.00 | 608.00
646 | 3995 | G.I fasteners 100 x 8 mm | each | 16.00 | 14.00 | 224.00
646 | 8118 | Zinc alloy (white powder coated) handles along with zinc plated mild steel multi point locking having transmission gear with keeps for uPVC sliding window | each set | 2.00 | 1394.00 | 2788.00
646 | 8753 | Stainless Steel (SS - 304) with adjustable double nylon roller (weight bearing capacity to be 120 Kg) for uPVC sliding window | each | 4.00 | 95.00 | 380.00
646 | 9999 | Sundries, plastic packers, plastic caps, SS screws and carriage of material | L.S. | 170.00 | 2.00 | 340.00
646 |  | LABOUR
646 | 0162 | Labour for fabrication of uPVC extruded sliding windows including drilling holes, fixing of fittings & hardwares, hire charges of drill machine and electricity charges etc. | sqm | 3.60 | 485.00 | 1746.00
646 | 0163 | Labour for installation of uPVC extruded sliding windows including scaffolding | sqm | 3.60 | 430.00 | 1548.00
646 | TOTAL |  |  |  |  | 18462.53 W
646 | Add 1 % Water charges on "W" |  |  |  |  | 184.63
646 | TOTAL |  |  |  |  | 18647.16 X
646 |  | Add GST on "X" (multiplying factor
646 |  | 0.1405) 2619.93
646 | TOTAL |  |  |  |  | 21267.08 Y
646 | Add 15% CPOH on "Y" |  |  |  |  | 3190.06
646 | TOTAL |  |  |  |  | 24457.14 | Z
646 | Add Cess @ 1% on "Z" |  |  |  |  | 244.57
646 | Cost of 3.60 sqm |  |  |  |  | 24701.71
646 | Cost of 1.00 sqm |  |  |  |  | 6861.59
646 | Say |  |  |  |  | 6861.60
646 |  | 9.147E.2 Two track four panels sliding window made of (big series) frame 67 x 50 mm &
646 |  | sash 46 x 62 mm both having wall thickness of 2.3 ± 0.2 mm and single glazing
646 |  | bead / double glazing bead of appropriate dimension. (Area of window above
646 |  | 4.00 sqm upto 8.00 sqm).
646 |  | Detail of cost for uPVC sliding window
646 |  | size 3.00 x 2.40 m = 7.20 sqm.
646 |  | MATERIAL
646 | 8134 | uPVC extruded (big series) 2 track sliding window frame size 67x50mm i/c 5% wastage | metre | 11.34 | 385.00 | 4365.90
647 | 8138 | uPVC extruded (big series) 2 track sliding window sash size 46x62mm i/c 5% wastage | metre | 25.75 | 325.00 | 8368.75
647 | 8141 | uPVC extruded | interlock |  | of
647 |  | appropriate dimension for big series
647 |  | sliding window sash i/c 5% wastage | metre | 9.71 | 90.00 | 873.90
647 |  | appropriate dimension for big series
647 |  | sliding window sash i/c 5% wastage | metre | 2.40 | 90.00 | 216.00
647 | 8132 | uPVC extruded glazing bead of appropriate dimension for big series of sliding window Sash i/c 5% wastage | metre | 24.31 | 85.00 | 2066.35
647 |  | Galvanized iron reinforcement for
647 | 3992 | Galvanized iron (1.6 ± 0.2 mm) thick reinforcement for big series sliding window frame (2 track sliding window frame i/c 5% wastage) | metre | 11.04 | 71.00 | 783.84
647 | 3994 | Galvanized iron (1.6 ± 0.2 mm) thick reinforcement for big series sliding window sash (2 track sliding window sash i/c 5% wastage) | metre | 24.55 | 86.00 | 2111.30
647 | 7390 | EPDM Gasket for uPVC window i/c 5% wastage | metre | 48.62 | 19.00 | 923.78
647 | 8773 | Wool pile/ weather pile strip for uPVC sliding window i/c 5% wastage | metre | 61.21 | 20.00 | 1224.20
647 | 3995 | G.I fasteners 100 x 8 mm | each | 24.00 | 14.00 | 336.00
647 | 8118 | Zinc alloy (white powder coated) handles along with zinc plated mild steel multi point locking having transmission gear with keeps for uPVC sliding window | each set | 2.00 | 1394.00 | 2788.00
647 | 8753 | Stainless Steel (SS - 304) with adjustable double nylon roller (weight bearing capacity to be 120 Kg) for uPVC sliding window | each | 8.00 | 95.00 | 760.00
647 | 8754 | Zinc alloy (white powder coated) cresent lock for uPVC sliding window | each | 2.00 | 115.00 | 230.00
647 | 9999 | Sundries, plastic packers, plastic caps, SS screws and carriage of material | L.S. | 170.00 | 2.00 | 340.00
647 |  | LABOUR
647 | 0162 | Labour for fabrication of uPVC extruded sliding windows including drilling holes, fixing of fittings & hardwares, hire charges of drill machine and electricity charges etc. | sqm | 7.20 | 485.00 | 3492.00
648 | 0163 | Labour for installation of uPVC extruded sliding windows including scaffolding | sqm | 7.20 | 430.00 | 3096.00
648 | TOTAL |  |  |  |  | 31976.02 W
648 | Add 1 % Water charges on "W" |  |  |  |  | 319.76
648 | TOTAL |  |  |  |  | 32295.78 X
648 |  | Add GST on "X" (multiplying factor
648 |  | 0.1405) 4537.56
648 | TOTAL |  |  |  |  | 36833.34 Y
648 | Add 15% CPOH on "Y" |  |  |  |  | 5525.00
648 | TOTAL |  |  |  |  | 42358.34 | Z
648 | Add Cess @ 1% on "Z" |  |  |  |  | 423.58
648 | Cost of 7.20 sqm |  |  |  |  | 42781.92
648 | Cost of 1.00 sqm |  |  |  |  | 5941.93
648 | Say |  |  |  |  | 5941.95
648 |  | 9.147F Providing and fixing factory made uPVC white colour sliding glazed door comprising
648 |  | of uPVC multi-chambered frame with in-built roller track and sash extruded profiles
648 |  | roll forming process of required length (shape & size according to uPVC profile),
648 |  | appropriate dimension uPVC extruded glazing beads, uPVC extruded interlock
648 |  | and uPVC extruded Inline sash adaptor (if required), EPDM gasket, wool pile, zinc
648 |  | alloy (white powder coated) handle with key on one side of extreme panels along
648 |  | with zinc plated mild steel multi point locking having transmission gear with keeps,
648 |  | zinc alloy (white powder coated) cresent lock (if required), stainless steel (SS 304
648 |  | grade) body with adjustable double nylon rollers (weight bearing capacity to be
648 |  | 120 kg), G.I fasteners 100 x 8 mm size for fixing frame to finished wall and necessary
648 |  | stainless steel screws etc. Profile of frame & sash shall be mitred cut and fusion
648 |  | welded at all corners, including drilling of holes for fixing hardware's and drainage
648 |  | of water etc. After fixing frame the gap between frame and adjacent finished wall
648 |  | shall be filled with weather proof silicon sealent over backer rod of required size
648 |  | and of approved quality, all complete as per approved drawing & direction of
648 |  | Engineer-in-Charge. (Single / double glass panes, wire mesh and silicon sealent
648 |  | shall be paid separately).
648 |  | Note: For uPVC frame and sash extruded profiles minus 5% tolerance in
648 |  | dimension i.e. in depth & width of profile shall be acceptable. Variation in profile
648 |  | dimension in higher side shall be accepted but no extra payment on this account
648 |  | shall be made.
648 |  | 9.147F.1 Two track two panels sliding door made of (big series) frame 67 x 50 mm & sash
648 |  | 46 x 82 mm both having wall thickness of 2.3 ± 0.2 mm and single glazing bead /
648 |  | double glazing bead of appropriate dimension. (Area of door above 2.00 sqm
648 |  | upto 5.00 sqm)
648 |  | Detail of cost for sliding door size
648 |  | 2.00 x2.10 m = 4.20 sqm.
648 |  | MATERIAL
648 | 8134 | uPVC extruded (big series) 2 track sliding door frame size 67x50mm i/c 5% wastage | metre | 8.61 | 385.00 | 3314.85
649 |  | sash (big series) size 46x82mm i/c 5%
649 |  | wastage | metre | 12.60 | 350.00 | 4410.00
649 | 8141 | uPVC extruded | interlock |  | of
649 |  | appropriate dimension for big series
649 |  | sliding door sash i/c 5% wastage | metre | 4.23 | 90.00 | 380.70
649 | 8132 | uPVC extruded glazing bead of appropriate dimension for big series of sliding door Sash i/c 5% wastage | metre | 11.54 | 85.00 | 980.90
649 |  | Galvanized iron reinforcement for
649 | 3992 | Galvanized iron (1.6 ± 0.2 mm) thick reinforcement for big series sliding door frame (2 track sliding door frame i/c 5% wastage) | metre | 8.31 | 71.00 | 590.01
649 | 3994 | Galvanized iron (1.6 ± 0.2 mm) thick reinforcement for big series sliding door sash (2 track sliding door sash i/c 5% wastage) | metre | 12.00 | 86.00 | 1032.00
649 | 7390 | EPDM Gasket for uPVC door i/c 5% wastage | metre | 23.08 | 19.00 | 438.52
649 | 8773 | Wool pile/ weather pile strip for uPVC sliding door i/c 5% wastage | metre | 29.43 | 20.00 | 588.60
649 | 3995 | G.I fasteners 100 x 8 mm | each | 18.00 | 14.00 | 252.00
649 | 8119 | Zinc alloy (white powder coated) handles with key along with zinc plated mild steel multi point locking having transmission gear with keeps for uPVC sliding door | each set | 2.00 | 1150.00 | 2300.00
649 | 8753 | Stainless Steel (SS - 304) with adjustable double nylon roller (weight bearing capacity to be 120 Kg) for uPVC sliding door | each | 4.00 | 95.00 | 380.00
649 | 9999 | Sundries, plastic packers, plastic caps, SS screws and carriage of material | L.S. | 170.00 | 2.00 | 340.00
649 |  | LABOUR
649 | 0162 | Labour for fabrication of uPVC extruded sliding doors including drilling holes, fixing of fittings & hardwares, hire charges of drill machine and electricity charges etc. | sqm | 4.20 | 485.00 | 2037.00
649 | 0163 | Labour for installation of uPVC extruded sliding doors including scaffolding | sqm | 4.20 | 430.00 | 1806.00
649 | TOTAL |  |  |  |  | 18850.58 W
649 | Add 1 % Water charges on "W" |  |  |  |  | 188.51
649 | TOTAL |  |  |  |  | 19039.09 X
649 |  | Add GST on "X" (multiplying factor
649 |  | 0.1405) 2674.99
649 | TOTAL |  |  |  |  | 21714.08 Y
649 | Add 15% CPOH on "Y" |  |  |  |  | 3257.11
649 | TOTAL |  |  |  |  | 24971.19 | Z
649 | Add Cess @ 1% on "Z" |  |  |  |  | 249.71
649 | Cost of 4.20 sqm |  |  |  |  | 25220.90
649 | Cost of 1.00 sqm |  |  |  |  | 6004.98
649 | Say |  |  |  |  | 6005.00
650 |  | 9.147F.2 Two track four panels sliding door made of (big series) frame 67 x 50 mm & sash
650 |  | 46 x 82 mm both having wall thickness of 2.3 ± 0.2 mm and single glazing bead /
650 |  | double glazing bead of appropriate dimension. (Area of door above 8.00 sqm
650 |  | upto 10.00 sqm).
650 |  | Detail of cost for uPVC sliding door
650 |  | size 4.00 x 2.10 m = 8.40 sqm.
650 |  | MATERIAL
650 | 8134 | uPVC extruded (big series) 2 track sliding door frame size 67x50mm i/c 5% wastage | metre | 12.81 | 385.00 | 4931.85
650 |  | sash (big series) size 46x82mm i/c 5%
650 |  | wastage | metre | 25.42 | 350.00 | 8897.00
650 | 8141 | uPVC extruded | interlock |  | of
650 |  | appropriate dimension for big series
650 |  | sliding door sash i/c 5% wastage | metre | 8.45 | 90.00 | 760.50
650 |  | appropriate dimension for big series
650 |  | sliding door sash | metre | 2.10 | 90.00 | 189.00
650 | 8132 | uPVC extruded glazing bead of appropriate dimension for big series of sliding door Sash | metre | 23.30 | 85.00 | 1980.50
650 |  | Galvanized iron reinforcement for :-
650 | 3992 | Galvanized iron (1.6 ± 0.2 mm) thick reinforcement for big series sliding door frame (2 track sliding door frame i/c 5% wastage) | metre | 12.51 | 71.00 | 888.21
650 | 3994 | Galvanized iron (1.6 ± 0.2 mm) thick reinforcement for big series sliding door sash (2 track sliding door sash i/c 5% wastage) | metre | 24.22 | 86.00 | 2082.92
650 | 7390 | EPDM Gasket for uPVC door i/c 5% wastage | metre | 46.60 | 19.00 | 885.40
650 | 8773 | Wool pile/ weather pile strip for uPVC sliding door i/c 5% wastage | metre | 59.29 | 20.00 | 1185.80
650 | 3995 | G.I fasteners 100 x 8 mm | each | 26.00 | 14.00 | 364.00
650 | 8119 | Zinc alloy (white powder coated) handles with key along with zinc plated mild steel multi point locking having transmission gear with keeps for uPVC sliding door | each set | 2.00 | 1150.00 | 2300.00
650 | 8753 | Stainless Steel (SS - 304) with adjustable double nylon roller (weight bearing capacity to be 120 Kg) for uPVC sliding door | each | 8.00 | 95.00 | 760.00
650 | 8754 | Zinc alloy (white powder coated) cresent lock for uPVC sliding door | each | 2.00 | 115.00 | 230.00
650 | 9999 | Sundries, plastic packers, plastic caps, SS screws and carriage of material | L.S. | 170.00 | 2.00 | 340.00
650 |  | LABOUR
650 | 0162 | Labour for fabrication of uPVC extruded sliding doors including drilling holes, fixing of fittings & hardwares, hire charges of drill machine and electricity charges etc. | sqm | 8.40 | 485.00 | 4074.00
651 | 0163 | Labour for installation of uPVC extruded sliding doors including scaffolding | sqm | 8.40 | 430.00 | 3612.00
651 | TOTAL |  |  |  |  | 33481.18 W
651 | Add 1 % Water charges on "W" |  |  |  |  | 334.81
651 | TOTAL |  |  |  |  | 33815.99 X
651 |  | Add GST on "X" (multiplying factor
651 |  | 0.1405) 4751.15
651 | TOTAL |  |  |  |  | 38567.14 Y
651 | Add 15% CPOH on "Y" |  |  |  |  | 5785.07
651 | TOTAL |  |  |  |  | 44352.21 | Z
651 | Add Cess @ 1% on "Z" |  |  |  |  | 443.52
651 | Cost of 8.40 sqm |  |  |  |  | 44795.73
651 | Cost of 1.00 sqm |  |  |  |  | 5332.83
651 | Say |  |  |  |  | 5332.85
651 |  | 9.147F.3 Three track three panels sliding door made of (big series) frame 116 x 45 mm
651 |  | & sash 46 x 82 mm both having wall thickness of 2.3 ± 0.2 mm and single
651 |  | glazing bead/ double glazing bead of appropriate dimension. (Area of door
651 |  | above 5.00 sqm)
651 |  | Detail of cost for uPVC sliding door
651 |  | size 3.00 x 2.10 m = 6.30 sqm.
651 |  | MATERIAL
651 | 8136 | uPVC extruded (big series) 3 track sliding door frame size 116x45mm i/c 5% wastage | metre | 10.71 | 530.00 | 5676.30
651 |  | sash (big series) size 46x82mm i/c 5%
651 |  | wastage | metre | 19.09 | 350.00 | 6681.50
651 | 8141 | uPVC extruded | interlock |  | of
651 |  | appropriate dimension for big series
651 |  | sliding door sash i/c 5% wastage | metre | 8.45 | 90.00 | 760.50
651 | 8132 | uPVC extruded glazing bead of appropriate dimension for big series of sliding door i/c 5% wastage | metre | 17.51 | 85.00 | 1488.35
651 |  | Galvanized iron reinforcement for :-
651 | 3992 | Galvanized iron (1.6 ± 0.2 mm) thick reinforcement for big series sliding door frams (3 track sliding door frame i/c 5% wastage) | metre | 20.82 | 71.00 | 1478.22
651 | 3994 | Galvanized iron (1.6 ± 0.2 mm) thick reinforcement for big series sliding door sash (3 track sliding door sash i/c 5% wastage) | metre | 18.19 | 86.00 | 1564.34
651 | 7390 | EPDM Gasket for uPVC door i/c 5% wastage | metre | 35.01 | 19.00 | 665.19
651 | 8773 | Wool pile/ weather pile strip for uPVC sliding door i/c 5% wastage | metre | 46.63 | 20.00 | 932.60
651 | 3995 | G.I fasteners 100 x 8 mm | each | 24.00 | 14.00 | 336.00
652 | 8119 | Zinc alloy (white powder coated) handles with key along with zinc plated mild steel multi point locking having transmission gear with keeps for uPVC sliding door | each set | 2.00 | 1150.00 | 2300.00
652 | 8753 | Stainless Steel (SS - 304) with adjustable double nylon roller (weight bearing capacity to be 120 Kg) for uPVC sliding door | each | 6.00 | 95.00 | 570.00
652 | 9999 | Sundries, plastic packers, plastic caps, SS screws and carriage of material | L.S. | 170.00 | 2.00 | 340.00
652 |  | LABOUR
652 | 0162 | Labour for fabrication of uPVC extruded sliding doors including drilling holes, fixing of fittings & hardwares, hire charges of drill machine and electricity charges etc. | sqm | 6.30 | 485.00 | 3055.50
652 | 0163 | Labour for installation of uPVC extruded sliding doors including scaffolding | sqm | 6.30 | 430.00 | 2709.00
652 | TOTAL |  |  |  |  | 28557.50 W
652 | Add 1 % Water charges on "W" |  |  |  |  | 285.58
652 | TOTAL |  |  |  |  | 28843.08 X
652 |  | Add GST on "X" (multiplying factor
652 |  | 0.1405) 4052.45
652 | TOTAL |  |  |  |  | 32895.53 Y
652 | Add 15% CPOH on "Y" |  |  |  |  | 4934.33
652 | TOTAL |  |  |  |  | 37829.86 | Z
652 | Add Cess @ 1% on "Z" |  |  |  |  | 378.30
652 | Cost of 6.30 sqm |  |  |  |  | 38208.15
652 | Cost of 1.00 sqm |  |  |  |  | 6064.79
652 | Say |  |  |  |  | 6064.80
652 |  | 9.147F.4 Three track three panels sliding door with fly proof S.S wire mesh (Two nos.
652 |  | glazed & one no. wire mesh panels) made of (big series) frame 116 x 45 mm
652 |  | & sash 46 x 82 mm both having wall thickness of 2.3 ± 0.2 mm and single
652 |  | glazing bead / double glazing bead of appropriate dimension. (Area of door
652 |  | above 2.00 sqm upto 5.00 sqm)
652 |  | Detail of cost for uPVC sliding door
652 |  | size 2.00 x 2.10 m = 4.20 sqm
652 |  | MATERIAL
652 | 8136 | uPVC extruded (big series) 3 track sliding door frame size 116x45mm i/c 5% wastage | metre | 8.61 | 530.00 | 4563.30
652 |  | sash (big series) size 46x82mm i/c 5%
652 |  | wastage | metre | 18.90 | 350.00 | 6615.00
653 | 8141 | uPVC extruded | interlock |  | of
653 |  | appropriate dimension for big series
653 |  | sliding door sash i/c 5% wastage | metre | 6.34 | 90.00 | 570.60
653 | 8132 | uPVC extruded glazing bead of appropriate dimension for big series of sliding door Sash i/c 5% wastage | metre | 17.82 | 85.00 | 1514.70
653 |  | Galvanized iron reinforcement for :-
653 | 3992 | Galvanized iron (1.6 ± 0.2 mm) thick reinforcement for big series sliding door frame (3 track sliding door frame i/c 5% wastage) | metre | 8.31 | 71.00 | 590.01
653 | 3994 | Galvanized iron (1.6 ± 0.2 mm) thick reinforcement for big series sliding door sash (3 track sliding door sash i/c 5% wastage) | metre | 18.00 | 86.00 | 1548.00
653 | 7390 | EPDM Gasket for uPVC door i/c 5% wastage | metre | 36.64 | 19.00 | 696.16
653 | 8773 | Wool pile/ weather pile strip for uPVC sliding door i/c 5% wastage | metre | 44.14 | 20.00 | 882.80
653 | 3995 | G.I fasteners 100 x 8 mm | each | 18.00 | 14.00 | 252.00
653 | 8119 | Zinc alloy (white powder coated) handles with key along with zinc plated mild steel multi point locking having transmission gear with keeps for uPVC sliding door | each set | 2.00 | 1150.00 | 2300.00
653 | 8749 | Zinc alloy (white powder coated) touch lock with hook for wire mesh shutter | each | 1.00 | 120.00 | 120.00
653 | 8753 | Stainless Steel (SS - 304) with adjustable double nylon roller (weight bearing capacity to be 120 Kg) for uPVC sliding door | each | 6.00 | 95.00 | 570.00
653 | 9999 | Sundries, plastic packers, plastic caps, SS screws and carriage of material | L.S. | 170.00 | 2.00 | 340.00
653 |  | LABOUR
653 | 0162 | Labour for fabrication of uPVC extruded sliding doors including drilling holes, fixing of fittings & hardwares, hire charges of drill machine and electricity charges etc. | sqm | 4.20 | 485.00 | 2037.00
653 | 0163 | Labour for installation of uPVC extruded sliding doors including scaffolding | sqm | 4.20 | 430.00 | 1806.00
653 | TOTAL |  |  |  |  | 24405.57 W
653 | Add 1 % Water charges on "W" |  |  |  |  | 244.06
653 | TOTAL |  |  |  |  | 24649.63 X
653 |  | Add GST on "X" (multiplying factor
653 |  | 0.1405) 3463.27
653 | TOTAL |  |  |  |  | 28112.90 Y
653 | Add 15% CPOH on "Y" |  |  |  |  | 4216.93
653 | TOTAL |  |  |  |  | 32329.83 | Z
653 | Add Cess @ 1% on "Z" |  |  |  |  | 323.30
653 | Cost of 4.20 sqm |  |  |  |  | 32653.13
653 | Cost of 1.00 sqm |  |  |  |  | 7774.56
653 | Say |  |  |  |  | 7774.55
654 | 9.148 | Providing and fixing stainless steel (SS-304 grade) friction hinges to the side/ top hung uPVC windows, of approved quality, with necessary stainless steel screws etc. as per direction of Engineer-in-charge.
654 | 9.148.1 | 200 x 19 x 1.9 mm Details of cost for 10 Nos MATERIAL
654 | 8755 | Stainless steel friction hinge of size 200 mm x 19 x 1.9 mm for uPVC windows | each | 10.00 | 205.00 | 2050.00
654 | 8647 | Stainless steel screws 30mm x4mm. | 100 Nos | 0.40 | 32.00 | 12.80
654 | 9977 | Carriage of materials | L.S. | 2.73 | 2.00 | 5.46
654 |  | LABOUR
654 | 0112 | Carpenter 2nd class | day | 0.14 | 679.00 | 95.06
654 | 0114 | Beldar | day | 0.14 | 558.00 | 78.12
654 | TOTAL |  |  |  |  | 2241.44 W
654 | Add 1 % Water charges on "W" |  |  |  |  | 22.41
654 | TOTAL |  |  |  |  | 2263.85 X
654 |  | Add GST on "X" (multiplying factor
654 |  | 0.1405) 318.07
654 | TOTAL |  |  |  |  | 2581.93 Y
654 | Add 15% CPOH on "Y" |  |  |  |  | 387.29
654 | TOTAL |  |  |  |  | 2969.21 | Z
654 | Add Cess @ 1% on "Z" |  |  |  |  | 29.69
654 | Cost of 10 Nos |  |  |  |  | 2998.91
654 | Cost of 1 No |  |  |  |  | 299.89
654 | Say |  |  |  |  | 299.90
654 | 9.148.2 | 250 x 19 x 1.9 mm Details of cost for 10 Nos MATERIAL
654 | 8756 | Stainless steel friction hinge of size 250 mm x 19 x 1.9 mm for uPVC windows | each | 10.00 | 230.00 | 2300.00
654 | 8647 | Stainless steel screws 30mm x4mm. | 100 Nos | 0.40 | 32.00 | 12.80
654 | 9977 | Carriage of materials | L.S. | 2.73 | 2.00 | 5.46
654 |  | LABOUR
654 | 0112 | Carpenter 2nd class | day | 0.14 | 679.00 | 95.06
654 | 0114 | Beldar | day | 0.14 | 558.00 | 78.12
654 | TOTAL |  |  |  |  | 2491.44 W
654 | Add 1 % Water charges on "W" |  |  |  |  | 24.91
654 | TOTAL |  |  |  |  | 2516.35 X
654 |  | Add GST on "X" (multiplying factor
654 |  | 0.1405) 353.55
654 | TOTAL |  |  |  |  | 2869.90 Y
654 | Add 15% CPOH on "Y" |  |  |  |  | 430.49
654 | TOTAL |  |  |  |  | 3300.39 | Z
654 | Add Cess @ 1% on "Z" |  |  |  |  | 33.00
654 | Cost of 10 Nos |  |  |  |  | 3333.39
654 | Cost of 1 No |  |  |  |  | 333.34
654 | Say |  |  |  |  | 333.35
655 | 9.148.3 | 300 x 19 x 1.9 mm Details of cost for 10 Nos MATERIAL
655 | 8757 | Stainless steel friction hinge of size 300 mm x 19 x 1.9 mm for uPVC windows | each | 10.00 | 245.00 | 2450.00
655 | 8647 | Stainless steel screws 30mm x4mm. | 100 Nos | 0.40 | 32.00 | 12.80
655 | 9977 | Carriage of materials | L.S. | 2.73 | 2.00 | 5.46
655 |  | LABOUR
655 | 0112 | Carpenter 2nd class | day | 0.14 | 679.00 | 95.06
655 | 0114 | Beldar | day | 0.14 | 558.00 | 78.12
655 | TOTAL |  |  |  |  | 2641.44 W
655 | Add 1 % Water charges on "W" |  |  |  |  | 26.41
655 | TOTAL |  |  |  |  | 2667.85 X
655 |  | Add GST on "X" (multiplying factor
655 |  | 0.1405) 374.83
655 | TOTAL |  |  |  |  | 3042.69 Y
655 | Add 15% CPOH on "Y" |  |  |  |  | 456.40
655 | TOTAL |  |  |  |  | 3499.09 | Z
655 | Add Cess @ 1% on "Z" |  |  |  |  | 34.99
655 | Cost of 10 Nos |  |  |  |  | 3534.08
655 | Cost of 1 No |  |  |  |  | 353.41
655 | Say |  |  |  |  | 353.40
655 | 9.148.4 | 350 x 19 x 1.9 mm Details of cost for 10 Nos MATERIAL
655 | 8758 | Stainless steel friction hinge of size 350 mm x 19 x 1.9 mm for uPVC windows | each | 10.00 | 345.00 | 3450.00
655 | 8647 | Stainless steel screws 30mm x4mm. | 100 Nos | 0.40 | 32.00 | 12.80
655 | 9977 | Carriage of materials | L.S. | 2.73 | 2.00 | 5.46
655 |  | LABOUR
655 | 0112 | Carpenter 2nd class | day | 0.14 | 679.00 | 95.06
655 | 0114 | Beldar | day | 0.14 | 558.00 | 78.12
655 | TOTAL |  |  |  |  | 3641.44 W
655 | Add 1 % Water charges on "W" |  |  |  |  | 36.41
655 | TOTAL |  |  |  |  | 3677.85 X
655 |  | Add GST on "X" (multiplying factor
655 |  | 0.1405) 516.74
655 | TOTAL |  |  |  |  | 4194.59 Y
655 | Add 15% CPOH on "Y" |  |  |  |  | 629.19
655 | TOTAL |  |  |  |  | 4823.78 | Z
655 | Add Cess @ 1% on "Z" |  |  |  |  | 48.24
655 | Cost of 10 Nos |  |  |  |  | 4872.02
655 | Cost of 1 No |  |  |  |  | 487.20
655 | Say |  |  |  |  | 487.20
656 | 9.148.5 | 400 x 19 x 1.9 mm Details of cost for 10 Nos MATERIAL
656 | 8759 | Stainless steel friction hinge of size 400 mm x 19 x 1.9 mm for uPVC windows | each | 10.00 | 365.00 | 3650.00
656 | 8647 | Stainless steal screws 30mm x4mm. | 100 Nos | 0.40 | 32.00 | 12.80
656 | 9977 | Carriage of materials | L.S. | 2.73 | 2.00 | 5.46
656 |  | LABOUR
656 | 0112 | Carpenter 2nd class | day | 0.14 | 679.00 | 95.06
656 | 0114 | Beldar | day | 0.14 | 558.00 | 78.12
656 | TOTAL |  |  |  |  | 3841.44 W
656 | Add 1 % Water charges on "W" |  |  |  |  | 38.41
656 | TOTAL |  |  |  |  | 3879.85 X
656 |  | Add GST on "X" (multiplying factor
656 |  | 0.1405) 545.12
656 | TOTAL |  |  |  |  | 4424.97 Y
656 | Add 15% CPOH on "Y" |  |  |  |  | 663.75
656 | TOTAL |  |  |  |  | 5088.72 | Z
656 | Add Cess @ 1% on "Z" |  |  |  |  | 50.89
656 | Cost of 10 Nos |  |  |  |  | 5139.61
656 | Cost of 1 No |  |  |  |  | 513.96
656 | Say |  |  |  |  | 513.95
656 | 9.149 | Providing and fixing casement handle made of zinc alloyed (white powder coated) for uPVC casement window with necessary screws etc. complete. Details of cost for 10 Nos MATERIAL
656 | 8750 | Zinc alloy (white powder coated) casement handle for uPVC windows | each | 10.00 | 130.00 | 1300.00
656 | 9977 | Carriage of materials | L.S. | 4.42 | 2.00 | 8.84
656 | 9999 | Sundries(Screws) | L.S. | 3.00 | 2.00 | 6.00
656 |  | LABOUR
656 | 0156 | Carpenter (average) | day | 0.125 | 709.00 | 88.63
656 | TOTAL |  |  |  |  | 1403.47 | W
656 | Add 1 % Water charges on "W" |  |  |  |  | 14.03
656 | TOTAL |  |  |  |  | 1417.50 X
656 |  | Add GST on "X" (multiplying factor
656 |  | 0.1405) 199.16
656 | TOTAL |  |  |  |  | 1616.66 Y
656 | Add 15% CPOH on "Y" |  |  |  |  | 242.50
656 | TOTAL |  |  |  |  | 1859.16 | Z
656 | Add Cess @ 1% on "Z" |  |  |  |  | 18.59
656 | Cost of 10 Nos |  |  |  |  | 1877.75
656 | Cost of 1 No |  |  |  |  | 187.77
656 | Say |  |  |  |  | 187.75
657 | 9.150 | Providing and fixing zinc alloyed (white powder coated) touch lock for uPVC sliding window with necessary screws etc. complete. Details of cost for 10 Nos MATERIAL
657 | 8751 | Zinc alloy (white powder coated) Touch Lock for uPVC windows | each | 10.00 | 105.00 | 1050.00
657 | 9977 | Carriage of materials | L.S. | 4.42 | 2.00 | 8.84
657 | 9999 | Sundries(Screws) | L.S. | 3.00 | 2.00 | 6.00
657 |  | LABOUR
657 | 0156 | Carpenter (average) | day | 0.125 | 709.00 | 88.63
657 | TOTAL |  |  |  |  | 1153.47 | W
657 | Add 1 % Water charges on "W" |  |  |  |  | 11.53
657 | TOTAL |  |  |  |  | 1165.00 X
657 |  | Add GST on "X" (multiplying factor
657 |  | 0.1405) 163.68
657 | TOTAL |  |  |  |  | 1328.68 Y
657 | Add 15% CPOH on "Y" |  |  |  |  | 199.30
657 | TOTAL |  |  |  |  | 1527.98 | Z
657 | Add Cess @ 1% on "Z" |  |  |  |  | 15.28
657 | Cost of 10 Nos |  |  |  |  | 1543.26
657 | Cost of 1 No |  |  |  |  | 154.33
657 | Say |  |  |  |  | 154.35
657 | 9.151 | Providing and fixing steel roller for uPVC sliding window with necessary screws etc. complete. Details of cost for 10 Nos MATERIAL
657 | 8752 | Zinc alloy rollers for uPVC windows | each | 10.00 | 56.00 | 560.00
657 | 9977 | Carriage of materials | L.S. | 4.42 | 2.00 | 8.84
657 | 9999 | Sundries(Screws) | L.S. | 3.00 | 2.00 | 6.00
657 |  | LABOUR
657 | 0156 | Carpenter (average) | day | 0.125 | 709.00 | 88.63
657 | TOTAL |  |  |  |  | 663.47 | W
657 | Add 1 % Water charges on "W" |  |  |  |  | 6.63
657 | TOTAL |  |  |  |  | 670.10 X
657 |  | Add GST on "X" (multiplying factor
657 |  | 0.1405) 94.15
657 | TOTAL |  |  |  |  | 764.25 Y
657 | Add 15% CPOH on "Y" |  |  |  |  | 114.64
657 | TOTAL |  |  |  |  | 878.89 | Z
657 | Add Cess @ 1% on "Z" |  |  |  |  | 8.79
657 | Cost of 10 Nos |  |  |  |  | 887.67
657 | Cost of 1 No |  |  |  |  | 88.77
657 | Say |  |  |  |  | 88.75
658 | 9.152 | Providing and fixing steel roller for uPVC sliding door with necessary screws etc. complete. Details of cost for 10 Nos MATERIAL
658 | 8753 | Zinc alloy rollers for uPVC door | each | 10.00 | 95.00 | 950.00
658 | 9977 | Carriage of materials | L.S. | 4.42 | 2.00 | 8.84
658 | 9999 | Sundries(Screws) | L.S. | 3.00 | 2.00 | 6.00
658 |  | LABOUR
658 | 0156 | Carpenter (average) | day | 0.125 | 709.00 | 88.63
658 | TOTAL |  |  |  |  | 1053.47 | W
658 | Add 1 % Water charges on "W" |  |  |  |  | 10.53
658 | TOTAL |  |  |  |  | 1064.00 X
658 |  | Add GST on "X" (multiplying factor
658 |  | 0.1405) 149.49
658 | TOTAL |  |  |  |  | 1213.49 Y
658 | Add 15% CPOH on "Y" |  |  |  |  | 182.02
658 | TOTAL |  |  |  |  | 1395.52 | Z
658 | Add Cess @ 1% on "Z" |  |  |  |  | 13.96
658 | Cost of 10 Nos |  |  |  |  | 1409.47
658 | Cost of 1 No |  |  |  |  | 140.95
658 | Say |  |  |  |  | 140.95
658 | 9.153 | Providing and fixing steel (white power coated) crescent lock for uPVC sliding window/ door with necessary screws etc. complete. Details of cost for 10 Nos MATERIAL
658 | 8754 | Zinc alloy (white powder coated) casement lock for uPVC windows | each | 10.00 | 115.00 | 1150.00
658 | 9977 | Carriage of materials | L.S. | 4.42 | 2.00 | 8.84
658 | 9999 | Sundries(Screws) | L.S. | 3.00 | 2.00 | 6.00
658 |  | LABOUR
658 | 0156 | Carpenter (average) | day | 0.125 | 709.00 | 88.63
658 | TOTAL |  |  |  |  | 1253.47 | W
658 | Add 1 % Water charges on "W" |  |  |  |  | 12.53
658 | TOTAL |  |  |  |  | 1266.00 X
658 |  | Add GST on "X" (multiplying factor
658 |  | 0.1405) 177.87
658 | TOTAL |  |  |  |  | 1443.87 Y
658 | Add 15% CPOH on "Y" |  |  |  |  | 216.58
658 | TOTAL |  |  |  |  | 1660.45 | Z
658 | Add Cess @ 1% on "Z" |  |  |  |  | 16.60
658 | Cost of 10 Nos |  |  |  |  | 1677.06
658 | Cost of 1 No |  |  |  |  | 167.71
658 | Say |  |  |  |  | 167.70
659 | 9.154 | Providing and fixing frame work for partitions/ wall lining etc. made of 50x50x1.6 mm hollow MS tube, placed along the walls, ceiling and floor in a grid pattern with spacing @ 60 cm centre to centre both ways (vertically & horizontally) or at required spacing near opening, with necessary welding at junctions and fixing the frame to wall/ ceiling/ floors with steel dash fasteners of 8 mm dia, 75 mm long bolt, including making provision for opening for doors, windows, electrical conduits, switch boards etc., including providing with two coats of approved steel primer etc. complete, all as per direction of Engineer-in-charge. Details of cost for 2.4x2.4 m panel= 5.76m² or 58.35 Kg MATERIAL M.S.Pipe section @ 10.13 kg/sqm= 58.35 Kg+ Add 5% wastage = 2.92 Kg Total = 61.27 Kg
659 | 4009 | Mild steel tubes hot finished welded type | kilogram | 61.27 | 57.00 | 3492.39
659 | 8776 | Stainless steel dash fastener of 8 mm dia and 75 mm long bolt | each | 20.00 | 15.00 | 300.00
659 |  | Steel primer
659 |  | 5 x 2 x 2.40 x 0.05 x 4 = 4.80 sqm
659 | 13.50.3 | Rate as per Item No.13.50.3 of SH: FINISHING | sqm | 4.80 | 50.70 | 243.36 A
659 |  | LABOUR
659 | 0116 | Fitter (grade 1) | day | 0.40 | 738.00 | 295.20
659 | 0103 | Blacksmith 2nd class | day | 0.53 | 679.00 | 359.87
659 | 0114 | Beldar | day | 1.23 | 558.00 | 686.34
659 | 0100 | Bandhani | day | 0.06 | 617.00 | 37.02
659 | 9999 | Sundries | L.S. | 33.56 | 2.00 | 67.12
659 | TOTAL |  |  |  |  | 5481.30 W
659 | Add 1 % Water charges on "W-A" |  |  |  |  | 52.38
659 | TOTAL |  |  |  |  | 5533.68 X
659 |  | Add GST on "X-A" (multiplying factor
659 |  | 0.1405) 743.29
659 | TOTAL |  |  |  |  | 6276.97 Y
659 | Add 15% CPOH on "Y-A" |  |  |  |  | 905.04
659 | TOTAL |  |  |  |  | 7182.01 Z
659 | Add Cess @ 1% on "Z-A" |  |  |  |  | 69.39
659 | Cost of 58.35 kg |  |  |  |  | 7251.40
659 | Cost of 1 kg |  |  |  |  | 124.27
659 | Say |  |  |  |  | 124.25
660 | 9.155 | Providing and fixing panelling or paneling and glazing in panelled or panelled and glazed shutters for doors, windows and clerestory windows ( area of opening for panel inserts excluding portion inside grooves or rebated to be measured). Panelling for panelled and glazed shutters 25mm to 40mm thick: Pre-laminated with decorative lamination on both side exterior Grade - I MDF Board 12 mm thick confirming to IS:14587 Details of cost for 0.66 sqm Detail of cost for a door with 2/3rd paneling. 200 x 108 cm = 2.16 sqm Pannel area 4x45.1x36.55cm = 0.66 sqm MATERIAL Both side laminated 12mm thick MDF Board 4x47.2x38.65 cm = 0.73 sqm Adding 10% wastage = 0.07 sqm Total= 0.80 sqm
660 | 2484 | Pre-laminated with decorative lamination on both side exterior Grade - I MDF Board 12 mm thick confirming to IS:14587 | sqm | 0.80 | 460.00 | 368.00
660 | 9999 | Sundries (Carriage of MDF board) | L.S. | 1.82 | 2.00 | 3.64
660 |  | LABOUR
660 | 0111 | Carpenter 1 st class | day | 0.57 | 738.00 | 420.66
660 | 9999 | Sundries | L.S. | 4.42 | 2.00 | 8.84
660 | TOTAL |  |  |  |  | 801.14 W
660 | Add 1 % Water charges on "W" |  |  |  |  | 8.01
660 | TOTAL |  |  |  |  | 809.15 X
660 |  | Add GST on "X" (multiplying factor
660 |  | 0.1405) 113.69
660 | TOTAL |  |  |  |  | 922.84 Y
660 | Add 15% CPOH on "Y" |  |  |  |  | 138.43
660 | TOTAL |  |  |  |  | 1061.26 | Z
660 | Add Cess @ 1% on "Z" |  |  |  |  | 10.61
660 | Cost of 0.66 sqm. |  |  |  |  | 1071.88
660 | Cost of 1 sqm. |  |  |  |  | 1624.05
660 | Say |  |  |  |  | 1624.05
660 | 9.156 | Providing and fixing Pre -laminated medium density fibre board exterior grade (Grade-I) IS:14587:1998 marked, to frame, backing or studding with screws etc. complete ( Frames, backing or studding to be paid separately).
660 | 9.156.1 | Pre-laminated with decorative lamination on both side exterior Grade - I MDF Board 12 mm thick confirming to IS:14587 Details of cost for 7.00 sqm Detail of cost for 350x200 cm = 7sqm MATERIAL 12 mm thick both side laminated board = 7.00 sqm Add for wastage @5% = 0.35 sqm Total= 7.35 sqm
661 | 2484 | Pre-laminated with decorative lamination on both side exterior Grade - I MDF Board 12 mm thick confirming to IS:14587 | sqm | 7.35 | 460.00 | 3381.00
661 | 9999 | Sundries (Carriage of MDF board) | L.S. | 13.52 | 2.00 | 27.04
661 | 9999 | Sundries and screws | L.S. | 26.91 | 2.00 | 53.82
661 |  | LABOUR
661 | 0112 | Carpenter 2nd class | day | 0.90 | 679.00 | 611.10
661 | 0114 | Beldar | day | 1.00 | 558.00 | 558.00
661 | TOTAL |  |  |  |  | 4630.96 W
661 | Add 1 % Water charges on "W" |  |  |  |  | 46.31
661 | TOTAL |  |  |  |  | 4677.27 X
661 |  | Add GST on "X" (multiplying factor
661 |  | 0.1405) 657.16
661 | TOTAL |  |  |  |  | 5334.43 Y
661 | Add 15% CPOH on "Y" |  |  |  |  | 800.16
661 | TOTAL |  |  |  |  | 6134.59 | Z
661 | Add Cess @ 1% on "Z" |  |  |  |  | 61.35
661 | Cost of 7.00 sqm. |  |  |  |  | 6195.94
661 | Cost of 1 sqm. |  |  |  |  | 885.13
661 | Say |  |  |  |  | 885.15
661 | 9.156.2 | Pre-laminated with decorative lamination on both side exterior Grade - I MDF Board 18 mm thick confirming to IS:14587 Detail of cost for 350x200 cm = 7 sqm MATERIAL 18 mm thick both side laminated board = 7.00 sqm Add for wastage @5% = 0.35 sqm Total= 7.35 sqm
661 | 2485 | Pre-laminated with decorative lamination on both side exterior Grade - I MDF Board 18 mm thick confirming to IS:14587 | sqm | 7.35 | 597.00 | 4387.95
661 | 9999 | Sundries (Carriage of MDF board) | L.S. | 19.76 | 2.00 | 39.52
661 | 9999 | Sundries and screws | L.S. | 26.91 | 2.00 | 53.82
661 |  | LABOUR
661 | 0112 | Carpenter 2nd class | day | 0.90 | 679.00 | 611.10
661 | 0114 | Beldar | day | 1.00 | 558.00 | 558.00
661 | TOTAL |  |  |  |  | 5650.39 W
661 | Add 1 % Water charges on "W" |  |  |  |  | 56.50
661 | TOTAL |  |  |  |  | 5706.89 X
661 |  | Add GST on "X" (multiplying factor
661 |  | 0.1405) 801.82
661 | TOTAL |  |  |  |  | 6508.71 Y
661 | Add 15% CPOH on "Y" |  |  |  |  | 976.31
661 | TOTAL |  |  |  |  | 7485.02 | Z
661 | Add Cess @ 1% on "Z" |  |  |  |  | 74.85
661 | Cost of 7.00 sqm. |  |  |  |  | 7559.87
661 | Cost of 1 sqm. |  |  |  |  | 1079.98
661 | Say |  |  |  |  | 1080.00
662 | 9.157 | Providing and fixing Pre-laminated medium density fibre board IS: 14587:1998 marked, with one side decorative lamination other side balancing lamination Grade-I(exterior grade) in shelves with screws and fittings wherever required, edges to be sealed with PVC edge bending tape 2.00 mm thick of approved brand (fittings to be paid separately).
662 | 9.157.1 | Pre-laminated with decorative lamination one side and other side balancing lamination exterior Grade - I MDF Board 18 mm thick confirming to IS:14587 Details of cost for 0.60 sqm. Detail of cost for 4 Nos. 75x20 cm shelves = 0.60 sqm MATERIAL 18 mm Thick MDF Board out side laminated = 0.60 sqm Add wastage @ 5% = 0.03 sqm Total= 0.63 sqm
662 | 2488 | Pre-laminated with decorative lamination one side and other side balancing lamination exterior Grade - I MDF Board 18 mm thick confirming to IS:14587 | sqm | 0.63 | 565.00 | 355.95
662 |  | PVC edge bending tape 2.00 mm thick
662 |  | 4X0.75 =3.00 metre
662 | 2489 | PVC edge bending tape 2.00 mm thick | metre | 3.00 | 20.00 | 60.00
662 | 9999 | Sundries (Carriage of MDF board) | L.S. | 0.91 | 2.00 | 1.82
662 |  | LABOUR
662 | 0112 | Carpenter 2nd class | day | 0.11 | 679.00 | 74.69
662 | 0114 | Beldar | day | 0.06 | 558.00 | 33.48
662 | 9999 | Sundries and screws | L.S. | 7.80 | 2.00 | 15.60
662 | TOTAL |  |  |  |  | 541.54 W
662 | Add 1 % Water charges on "W" |  |  |  |  | 5.42
662 | TOTAL |  |  |  |  | 546.96 X
662 |  | Add GST on "X" (multiplying factor
662 |  | 0.1405) 76.85
662 | TOTAL |  |  |  |  | 623.80 Y
662 | Add 15% CPOH on "Y" |  |  |  |  | 93.57
662 | TOTAL |  |  |  |  | 717.37 | Z
662 | Add Cess @ 1% on "Z" |  |  |  |  | 7.17
662 | Cost of 0.60 sqm. |  |  |  |  | 724.55
662 | Cost of 1 sqm. |  |  |  |  | 1207.58
662 | Say |  |  |  |  | 1207.60
662 | 9.157.2 | Pre-laminated with decorative lamination one side and other side balancing lamination exterior Grade - I MDF Board 25 mm thick confirming to IS:14587 Details of cost for 0.60 sqm. Detail of cost for 4 Nos. 75x20 cm shelves = 0.60 sqm MATERIAL 25 mm Thick MDF Board outside laminated = 0.60 sqm
663 |  | Add wastage @ 5% = 0.03 sqm
663 |  | Total= 0.63 sqm
663 | 2486 | Pre-laminated with decorative lamination one side and other side balancing lamination exterior Grade - I MDF Board 25 mm thick confirming to IS:14587 | sqm | 0.63 | 860.00 | 541.80
663 |  | PVC edge bending tape 2.00 mm thick
663 |  | 4X 0.75 =3.00 metre
663 | 2489 | PVC edge bending tape 2.00 mm thick | metre | 3.00 | 20.00 | 60.00
663 | 9999 | Sundries (Carriage of MDF board) | L.S. | 1.82 | 2.00 | 3.64
663 |  | LABOUR
663 | 0112 | Carpenter 2nd class | day | 0.11 | 679.00 | 74.69
663 | 0114 | Beldar | day | 0.06 | 558.00 | 33.48
663 | 9999 | Sundries and screws | L.S. | 7.80 | 2.00 | 15.60
663 | TOTAL |  |  |  |  | 729.21 W
663 | Add 1 % Water charges on "W" |  |  |  |  | 7.29
663 | TOTAL |  |  |  |  | 736.50 X
663 |  | Add GST on "X" (multiplying factor
663 |  | 0.1405) 103.48
663 | TOTAL |  |  |  |  | 839.98 Y
663 | Add 15% CPOH on "Y" |  |  |  |  | 126.00
663 | TOTAL |  |  |  |  | 965.98 | Z
663 | Add Cess @ 1% on "Z" |  |  |  |  | 9.66
663 | Cost of 0.60 sqm. |  |  |  |  | 975.64
663 | Cost of 1 sqm. |  |  |  |  | 1626.06
663 | Say |  |  |  |  | 1626.05
663 | 9.158 | Providing and fixing in wall lining medium density fibre board IS: 14587:1998 marked, Pre-laminated one side decorative lamination and other side balancing lamination, with necessary fixing arrangement and screws etc. complete.
663 | 9.158.1 | 12 mm thick. Details of cost for 10.00 sqm MATERIAL 12 mm thick MDF Board Grade-I ,one side laminated = 10.00 sqm Add wastage @10 % = 1.00 sqm Total= 11.00 sqm
663 | 2487 | Pre-laminated with decorative lamination one side and other side balancing lamination exterior Grade - I MDF Board 12 mm thick confirming to IS:14587 | sqm | 11.00 | 430.00 | 4730.00
663 | 9999 | Sundries (Carriage of MDF board) | L.S. | 13.52 | 2.00 | 27.04
663 | 9999 | Sundries and screws | L.S. | 26.91 | 2.00 | 53.82
663 |  | LABOUR
663 | 0112 | Carpenter 2nd class | day | 1.28 | 679.00 | 869.12
663 | 0114 | Beldar | day | 1.43 | 558.00 | 797.94
664 | 7048 | Rawl plug 50 mm (designation 10 nos) | each | 55.00 | 25.00 | 1375.00
664 | TOTAL |  |  |  |  | 7852.92 W
664 | Add 1 % Water charges on "W" |  |  |  |  | 78.53
664 | TOTAL |  |  |  |  | 7931.45 X
664 |  | Add GST on "X" (multiplying factor
664 |  | 0.1405) 1114.37
664 | TOTAL |  |  |  |  | 9045.82 Y
664 | Add 15% CPOH on "Y" |  |  |  |  | 1356.87
664 | TOTAL |  |  |  |  | 10402.69 | Z
664 | Add Cess @ 1% on "Z" |  |  |  |  | 104.03
664 | Cost of 10.00 sqm. |  |  |  |  | 10506.72
664 | Cost of 1 sqm. |  |  |  |  | 1050.67
664 | Say |  |  |  |  | 1050.65
664 | 9.158.2 | 18 mm thick. Details of cost for 10.00 sqm MATERIAL 18 mm thick MDF Board Grade-I ,one side laminated = 10.00 sqm Add wastage @10 % = 1.00 sqm Total= 11.00 sqm
664 | 2488 | Pre-laminated with decorative lamination one side and other side balancing lamination exterior Grade - I MDF Board 18 mm thick confirming to IS:14587 | sqm | 11.00 | 565.00 | 6215.00
664 | 9999 | Sundries (Carriage of MDF board) | L.S. | 13.52 | 2.00 | 27.04
664 | 9999 | Sundries and screws | L.S. | 26.91 | 2.00 | 53.82
664 |  | LABOUR
664 | 0112 | Carpenter 2nd class | day | 1.28 | 679.00 | 869.12
664 | 0114 | Beldar | day | 1.43 | 558.00 | 797.94
664 | 7048 | Rawl plug 50 mm (designation 10 nos) | each | 55.00 | 25.00 | 1375.00
664 | TOTAL |  |  |  |  | 9337.92 W
664 | Add 1 % Water charges on "W" |  |  |  |  | 93.38
664 | TOTAL |  |  |  |  | 9431.30 X
664 |  | Add GST on "X" (multiplying factor
664 |  | 0.1405) 1325.10
664 | TOTAL |  |  |  |  | 10756.40 Y
664 | Add 15% CPOH on "Y" |  |  |  |  | 1613.46
664 | TOTAL |  |  |  |  | 12369.86 | Z
664 | Add Cess @ 1% on "Z" |  |  |  |  | 123.70
664 | Cost of 10.00 sqm. |  |  |  |  | 12493.55
664 | Cost of 1 sqm. |  |  |  |  | 1249.36
664 | Say |  |  |  |  | 1249.35
665 | 9.158.3 | 25 mm thick. Details of cost for 10.00 sqm MATERIAL 25 mm thick MDF Board Grade-I, one side laminated = 10.00 sqm Add wastage @10 % = 1.00 sqm Total= 11.00 sqm
665 | 2486 | Pre-laminated with decorative lamination one side and other side balancing lamination exterior Grade - I MDF Board 25 mm thick confirming to IS:14587 | sqm | 11.00 | 860.00 | 9460.00
665 | 9999 | Sundries (Carriage of MDF board) | L.S. | 13.52 | 2.00 | 27.04
665 | 9999 | Sundries and screws | L.S. | 26.91 | 2.00 | 53.82
665 |  | LABOUR
665 | 0112 | Carpenter 2nd class | day | 1.28 | 679.00 | 869.12
665 | 0114 | Beldar | day | 1.43 | 558.00 | 797.94
665 | 7048 | Rawl plug 50 mm (designation 10 nos) | each | 55.00 | 25.00 | 1375.00
665 | TOTAL |  |  |  |  | 12582.92 W
665 | Add 1 % Water charges on "W" |  |  |  |  | 125.83
665 | TOTAL |  |  |  |  | 12708.75 X
665 |  | Add GST on "X" (multiplying factor
665 |  | 0.1405) 1785.58
665 | TOTAL |  |  |  |  | 14494.33 Y
665 | Add 15% CPOH on "Y" |  |  |  |  | 2174.15
665 | TOTAL |  |  |  |  | 16668.48 | Z
665 | Add Cess @ 1% on "Z" |  |  |  |  | 166.68
665 | Cost of 10.00 sqm. |  |  |  |  | 16835.16
665 | Cost of 1 sqm. |  |  |  |  | 1683.52
665 | Say |  |  |  |  | 1683.50
665 | 9.159 | Providing and fixing 25mm thick pre-laminated medium density fibre board exterior grade ( Grade-I) IS:14587:1998 marked with one side decorative and other side balancing lamination for cupboard shutters edges to be sealed with PVC edge bending tape 2.00 mm thick of approved brand including ISI marked nickel plated bright finishing M.S. piano hinges conforming to IS:3818 marked with necessary screw etc all complete. Details of cost for 2.20 sqm (2.20 m x 1.00 m) MATERIAL
665 | 2486 | Pre-laminated with decorative lamination one side and other side balancing lamination exterior Grade - I MDF Board 25 mm thick confirming to IS:14587 | sqm | 2.20 | 860.00 | 1892.00
665 | 9999 | Sundries (Carriage of MDF board) | L.S. | 26.94 | 2.00 | 53.88
665 |  | PVC edge bending tape 2.00 mm thick
665 |  | 2x(2.20+1.00)=6.40 metre
666 | 2489 | PVC edge bending tape 2.00 mm thick | metre | 6.40 | 20.00 | 128.00
666 |  | Fitting for a door of 2.20 m x1.00 m
666 |  | Total = 2( 2.20) = 4.40 metre
666 | 0608 | Nickel plated bright finished mild steel piano hinges 1 mm thick 25 mm wide | metre | 4.40 | 39.00 | 171.60
666 | 0639 | Bright finished or black enameled mild steel screws 25 mm | 100 Nos | 1.25 | 36.00 | 45.00
666 |  | LABOUR
666 |  | For fixing shutter and fittings
666 | 0156 | Carpenter (average) | day | 0.55 | 709.00 | 389.95
666 | 0114 | Beldar | day | 0.55 | 558.00 | 306.90
666 | TOTAL |  |  |  |  | 2987.33 | W
666 | Add 1 % Water charges on "W" |  |  |  |  | 29.87
666 | TOTAL |  |  |  |  | 3017.20 X
666 |  | Add GST on "X" (multiplying factor
666 |  | 0.1405) 423.92
666 | TOTAL |  |  |  |  | 3441.12 Y
666 | Add 15% CPOH on "Y" |  |  |  |  | 516.17
666 | TOTAL |  |  |  |  | 3957.29 | Z
666 | Add Cess @ 1% on "Z" |  |  |  |  | 39.57
666 | Cost of 2.20 sqm. |  |  |  |  | 3996.86
666 | Cost of 1 sqm. |  |  |  |  | 1816.76
666 | Say |  |  |  |  | 1816.75
666 | 9.160 | Providing and fixing skirting with Pre-laminated medium density fibre board exterior grade (Grade-I) conforming to IS: 14587:1998 marked, with (one side decorative and other side balancing lamination and edges to be sealed with PVC edge bending tape 2.00 mm thick of approved brand with necessary fixing arrangements and screws, including drilling necessary holes for rawl plugs etc. all complete.
666 | 9.160.1 | 18 mm thick. Details of cost for 6.00 sqm Detail of cost for skirting 200 mm wide & 30 m long Area 0.20 m x30 m = 6.0 sqm Add wastage @ 10 % = 0.60 sqm Total = 6.60 sqm MATERIAL
666 | 2488 | Pre-laminated with decorative lamination one side and other side balancing lamination exterior Grade - I MDF Board 18 mm thick confirming to IS:14587 | sqm | 6.60 | 565.00 | 3729.00
666 | 9999 | Sundries (Carriage of MDF board) | L.S. | 8.11 | 2.00 | 16.22
666 | 2489 | PVC edge bending tape 2.00 mm thick | metre | 30.00 | 20.00 | 600.00
666 | 7048 | Rawl plug 50 mm (designation 10 nos) | each | 102.00 | 25.00 | 2550.00
666 | 9999 | Sundries (Labour for drilling hole) | L.S. | 130.00 | 2.00 | 260.00
667 |  | LABOUR
667 | 0112 | Carpenter 2nd class | day | 0.77 | 679.00 | 522.83
667 | 0114 | Beldar | day | 0.86 | 558.00 | 479.88
667 | 9999 | Sundries ( screws and sand paper) | L.S. | 53.82 | 2.00 | 107.64
667 | TOTAL |  |  |  |  | 8265.57 W
667 | Add 1 % Water charges on "W" |  |  |  |  | 82.66
667 | TOTAL |  |  |  |  | 8348.23 X
667 |  | Add GST on "X" (multiplying factor
667 |  | 0.1405) 1172.93
667 | TOTAL |  |  |  |  | 9521.15 Y
667 | Add 15% CPOH on "Y" |  |  |  |  | 1428.17
667 | TOTAL |  |  |  |  | 10949.32 | Z
667 | Add Cess @ 1% on "Z" |  |  |  |  | 109.49
667 | Cost of 6.00 sqm. |  |  |  |  | 11058.82
667 | Cost of 1 sqm. |  |  |  |  | 1843.14
667 | Say |  |  |  |  | 1843.15
667 | 9.160.2 | 25 mm thick. Details of cost for 6.00 sqm Detail of cost for skirting 200 mm wide & 30 m long Area 0.20 mx30 m = 6.0 sqm Add wastage @ 10 % = 0.60 sqm Total = 6.60 sqm MATERIAL
667 | 2486 | Pre-laminated with decorative lamination one side and other side balancing lamination exterior Grade - I MDF Board 25 mm thick confirming to IS:14587 | sqm | 6.60 | 860.00 | 5676.00
667 | 9999 | Sundries (Carriage of MDF board) | L.S. | 8.11 | 2.00 | 16.22
667 | 2489 | PVC edge bending tape 2.00 mm thick | metre | 30.00 | 20.00 | 600.00
667 | 7048 | Rawl plug 50 mm (designation 10 nos) | each | 102.00 | 25.00 | 2550.00
667 | 9999 | Sundries (Labour for drilling hole) | L.S. | 130.00 | 2.00 | 260.00
667 |  | LABOUR
667 | 0112 | Carpenter 2nd class | day | 0.77 | 679.00 | 522.83
667 | 0114 | Beldar | day | 0.86 | 558.00 | 479.88
667 | 9999 | Sundries ( screws and sand paper) | L.S. | 53.82 | 2.00 | 107.64
667 | TOTAL |  |  |  |  | 10212.57 W
667 | Add 1 % Water charges on "W" |  |  |  |  | 102.13
667 | TOTAL |  |  |  |  | 10314.70 X
667 |  | Add GST on "X" (multiplying factor
667 |  | 0.1405) 1449.21
667 | TOTAL |  |  |  |  | 11763.91 Y
667 | Add 15% CPOH on "Y" |  |  |  |  | 1764.59
667 | TOTAL |  |  |  |  | 13528.50 | Z
667 | Add Cess @ 1% on "Z" |  |  |  |  | 135.28
667 | Cost of 6.00 sqm. |  |  |  |  | 13663.78
667 | Cost of 1 sqm. |  |  |  |  | 2277.30
667 | Say |  |  |  |  | 2277.30
668 |  | horizontal side & 35 x 60 mm on vertical sides having built in rebate made out
668 |  | of 1.6 mm thick GI sheet ( Zinc coating not less than 120gm/m²) suitable for
668 |  | mounting 120 min Fire Rated Glazed Door Shutters. The frame shall be filled
668 |  | with Mineral wool Insulation having density min 96Kg/m³ . The frame will
668 |  | have a provision of G.I. Anchor fastners 14 nos ( 5 each on vertical style & 4
668 |  | on horizontal style of size M10 x 80 ) suitable for fixing in the opening along
668 |  | with Factory made Template for SS Ball Bearing Hinges of Size 100x89x3mm
668 |  | for fixing of fire rated glazed shutter . The frame shall be finished with a
668 |  | approved fire resistant primer or Powder coating of not less than 30 micron
668 |  | in desired shade as per the directions of Engineer - in- charge . (Cost of SS
668 |  | ball bearing hinges is excluded).
668 |  | Details of cost for 5.81 metre (2.05 +
668 |  | 1.71 + 2.05) (Door size- 1710 x
668 |  | 2050 mm)
668 |  | MATERIAL:
668 | 8017 | Fire Rated door Frame made with 1.6 mm thick G.I. Sheet (120 minutes) | metre | 5.81 | 1000.00 | 5810.00
668 |  | LABOUR:
668 | 9999 | For fixing in position all complete | L.S. | 130.00 | 2.00 | 260.00
668 | 9999 | Sundries and carriage ( Fasteners, sims, Hole Plugs etc) | L.S. | 250.00 | 2.00 | 500.00
668 | TOTAL |  |  |  |  | 6570.00 W
668 | Add 1 % Water charges on "W" |  |  |  |  | 65.70
668 | TOTAL |  |  |  |  | 6635.70 X
668 |  | Add GST on "X" (multiplying factor
668 |  | 0.1405) 932.32
668 | TOTAL |  |  |  |  | 7568.02 Y
668 | Add 15% CPOH on "Y" |  |  |  |  | 1135.20
668 | TOTAL |  |  |  |  | 8703.22 | Z
668 | Add Cess @ 1% on "Z" |  |  |  |  | 87.03
668 | Cost of 5.81 metre |  |  |  |  | 8790.25
668 | Cost of 1 metre |  |  |  |  | 1512.95
668 | Say |  |  |  |  | 1512.95
668 | 9.162 | Providing and fixing 60 mm thick glazed fire resistant door shutters of 120 min Fire Rating confirming to IS:3614 (Part II) or EN1634-1:1999, tested and certified as per laboratory approved by Engineer-in-charge, with suitable mm x 60 mm wide and bottom rail of 110 mm x 60 mm made out of 1.6mm thick G.I. sheet (zinc coating not less than 120gm/m²) duly filled mineral wool insulation having density min 96 kg/m³ and fixing with necessary stainless steel ball bearing hinges of size 100x89x3mm of approved make, including applying a coat of approved fire resistant primer or powder coating not less than 30 micron etc all complete as per direction of Engineer-in-charge (panelling to be paid for seperately). Details of cost for 3.50 sqm (Door size- 1710 x 2050 mm) material
669 |  | MATERIAL:
669 | 8018 | Fire Rated door shutter made with 1.6 mm thick Sheet (120 minutes), including hinges but without glass panels but including wastages | sqm | 3.50 | 5000.00 | 17500.00
669 |  | size 100x89x3mm | each | 8.00 | 450.00 | 3600.00
669 |  | LABOUR:
669 | 9999 | For fixing in position all complete | L.S. | 130.00 | 2.00 | 260.00
669 | 9999 | Sundries and carriage | L.S. | 280.00 | 2.00 | 560.00
669 | TOTAL |  |  |  |  | 21920.00 W
669 | Add 1 % Water charges on "W" |  |  |  |  | 219.20
669 | TOTAL |  |  |  |  | 22139.20 X
669 |  | Add GST on "X" (multiplying factor
669 |  | 0.1405) 3110.56
669 | TOTAL |  |  |  |  | 25249.76 Y
669 | Add 15% CPOH on "Y" |  |  |  |  | 3787.46
669 | TOTAL |  |  |  |  | 29037.22 | Z
669 | Add Cess @ 1% on "Z" |  |  |  |  | 290.37
669 | Cost of 3.5 sqm |  |  |  |  | 29327.59
669 | Cost of 1 sqm |  |  |  |  | 8379.31
669 | Say |  |  |  |  | 8379.30
669 | 9.163 | Providing and fixing non load bearing fixed frame for fire resistant glazed Partition for 120 minutes Fire Rating, made out to a profile of dimension 60mm x 70 mm of 1.6 mm thick galvanised steel sheet as per test evidence suitable for fixing fire rated glass for 120 minutes of both integrity & radiation control (EW120) & minimum 20 minutes of insulation (EI20).The profile has to be fixed to the supporting construction by means of anchor fasteners of size M10 x 80, every 150 mm from the edges and every 500 mm (approx) c/c. Linear measurement of frame shall be measured for payment. The frame shall be filled with mineral wool insulation of density min 96kg/ m³. and finished with a approved fire resistant primer or Powder coating of not less than 30 micron in desired shade as per NBC 2016, IS 16231 (Part 3):2016 and directions of Engineer - in- charge. Details of cost for 5.81 metre (2.05 + 1.71 + 2.05) (Door size- 1710 x 2050 mm) MATERIAL:
669 | 8017 | Fire Rated door Frame made with 1.6 mm thick G.I. Sheet (120 minutes) | metre | 5.81 | 1000.00 | 5810.00
669 |  | LABOUR:
669 | 9999 | For fixing in position all complete | L.S. | 130.00 | 2.00 | 260.00
670 | 9999 | Sundries and carriage ( Fasteners, sims, Hole Plugs etc) | L.S. | 250.00 | 2.00 | 500.00
670 | TOTAL |  |  |  |  | 6570.00 W
670 | Add 1 % Water charges on "W" |  |  |  |  | 65.70
670 | TOTAL |  |  |  |  | 6635.70 X
670 |  | Add GST on "X" (multiplying factor
670 |  | 0.1405) 932.32
670 | TOTAL |  |  |  |  | 7568.02 Y
670 | Add 15% CPOH on "Y" |  |  |  |  | 1135.20
670 | TOTAL |  |  |  |  | 8703.22 | Z
670 | Add Cess @ 1% on "Z" |  |  |  |  | 87.03
670 | Cost of 5.81 mtere |  |  |  |  | 8790.25
670 | Cost of 1 metre |  |  |  |  | 1512.95
670 | Say |  |  |  |  | 1512.95
670 | 9.164 | Providing and fixing glazing in fire resistant door shutters, fixed panels & partitions etc., with G.I. beading made out of 1.6 mm thick G.I. sheet (zinc coating not less than 120 gm/m²) of size 20 x 33 mm screwed with M4 x 38 mm SS screws at distance 75 mm from the edges and 150 mm c/c , including applying a coat of approved fire resistant primer/powder coating of not less than 30 micron on G.I. beading, & special ceramic tape of 5 x 20 mm size etc complete in all respect as per NBC 2016, IS 16231 (Part 3):2016 and as per direction of Engineer-in-charge with glass of required thickness having 120 minutes of fire resistance both integrity & radiation control (EW120) and minimum 20 minutes of insulation (EI20). The manufacturer have to give test report/certification of fire glass and the glass should have the stamp showing the value of E, EW & EI. The glass shall be tested in approved NABL accredited lab or by any other accreditation body which operates in accordance with ISO/IEC 17011 and accredits labs as per ISO/IEC 17025 for testing and calibration scopes shall be eligible. The maximum glazing size shall not be more than 1100x2200 mm (w x h) or 2.42 sqm. Details of cost for Glazing portion 2.46 sqm (Door size 1710 mm x 2050 mm) Glazing area- 2x0.679x1.808= 2.46 sqm MATERIAL:
670 | 2640 | Glass panes of required thickness having 120 minutes of fire resistance both integrity and radiation control (EW 120) and minimum 20 minutes of Insulation (EI 20) | sqm | 2.46 | 25000.00 | 61500.00
670 | 2641 | G.I. U beading of 1.6 mm thick G.I. Sheet with M4x38mm SS screws | metre | 9.91 | 245.00 | 2427.95
670 | 2642 | Ceramic tape 5x20 mm size | metre | 19.82 | 410.00 | 8126.20
670 |  | LABOUR:
670 | 9999 | For fixing in position all complete | L.S. | 180.00 | 2.00 | 360.00
671 | 9999 | Sundries and carriage & Calcium Silicate Blocks | L.S. | 10.00 | 2.00 | 20.00
671 | TOTAL |  |  |  |  | 72434.15 W
671 | Add 1 % Water charges on "W" |  |  |  |  | 724.34
671 | TOTAL |  |  |  |  | 73158.49 X
671 |  | Add GST on "X" (multiplying factor
671 |  | 0.1405) 10278.77
671 | TOTAL |  |  |  |  | 83437.26 Y
671 | Add 15% CPOH on "Y" |  |  |  |  | 12515.59
671 | TOTAL |  |  |  |  | 95952.85 | Z
671 | Add Cess @ 1% on "Z" |  |  |  |  | 959.53
671 | Cost of 2.46 sqm |  |  |  |  | 96912.38
671 | Cost of 1 sqm |  |  |  |  | 39395.28
671 | Say |  |  |  |  | 39395.30
671 | 9.165 | Providing and fixing bright /matt finished Stainless Steel handles of approved quality & make with necessary screws etc all complete.
671 | 9.165.1 | 125 mm Details of cost for ten nos (125 mm) MATERIAL
671 | 0554 | Stainless steel fancy handles (125mm) for kitchen cabinet | 10 Nos | 1.00 | 640.00 | 640.00
671 | 8214 | SS screws 20mm | 100 Nos. | 0.40 | 125.00 | 50.00
671 | 9999 | Carriage of material | LS | 1.82 | 2.00 | 3.64
671 |  | LABOUR
671 | 0111 | Carpenter 1st class | day | 0.06 | 738.00 | 44.28
671 | TOTAL |  |  |  |  | 737.92 W
671 | Add 1 % Water charges on "W" |  |  |  |  | 7.38
671 | TOTAL |  |  |  |  | 745.30 X
671 |  | Add GST on "X" (multiplying factor
671 |  | 0.1405) 104.71
671 | TOTAL |  |  |  |  | 850.01 Y
671 | Add 15% CPOH on "Y" |  |  |  |  | 127.50
671 | TOTAL |  |  |  |  | 977.52 | Z
671 | Add Cess @ 1% on "Z" |  |  |  |  | 9.78
671 |  | Cost for 10nos 987.29
671 |  | Cost for1 no 98.73
671 | Say |  |  |  |  | 98.75
671 | 9.165.2 | 100mm Details of cost for ten nos (100 mm) MATERIAL
671 | 0553 | Stainless steel fancy handles (100 mm) for kitchen cabinet | 10 Nos | 1.00 | 455.00 | 455.00
671 | 8214 | SS screws 20mm | 100 Nos. | 0.40 | 125.00 | 50.00
671 | 9999 | Carriage of material | LS | 1.82 | 2.00 | 3.64
672 |  | LABOUR
672 | 0111 | Carpenter 1st class | day | 0.06 | 738.00 | 44.28
672 | TOTAL |  |  |  |  | 552.92 W
672 | Add 1 % Water charges on "W" |  |  |  |  | 5.53
672 | TOTAL |  |  |  |  | 558.45 X
672 |  | Add GST on "X" (multiplying factor
672 |  | 0.1405) 78.46
672 | TOTAL |  |  |  |  | 636.91 Y
672 | Add 15% CPOH on "Y" |  |  |  |  | 95.54
672 | TOTAL |  |  |  |  | 732.45 | Z
672 | Add Cess @ 1% on "Z" |  |  |  |  | 7.32
672 |  | Cost for 10nos 739.77
672 |  | Cost for1 no 73.98
672 | Say |  |  |  |  | 74.00
672 | 9.165.3 | 75 mm Details of cost for ten nos (75 mm) MATERIAL
672 | 0552 | Stainless steel fancy handles (75mm) for kitchen cabinet | 10 Nos | 1.00 | 255.00 | 255.00
672 | 8214 | SS screws 20mm | 100 Nos. | 0.40 | 125.00 | 50.00
672 | 9999 | Carriage of material | LS | 1.82 | 2.00 | 3.64
672 |  | LABOUR
672 | 0111 | Carpenter 1st class | day | 0.06 | 738.00 | 44.28
672 | TOTAL |  |  |  |  | 352.92 W
672 | Add 1 % Water charges on "W" |  |  |  |  | 3.53
672 | TOTAL |  |  |  |  | 356.45 X
672 |  | Add GST on "X" (multiplying factor
672 |  | 0.1405) 50.08
672 | TOTAL |  |  |  |  | 406.53 Y
672 | Add 15% CPOH on "Y" |  |  |  |  | 60.98
672 | TOTAL |  |  |  |  | 467.51 | Z
672 | Add Cess @ 1% on "Z" |  |  |  |  | 4.68
672 |  | Cost for 10nos 472.18
672 |  | Cost for1 no 47.22
672 | Say |  |  |  |  | 47.20

## 10_Steel_Work
PDF Page | Code / Item No | Description / Specification | Unit | Quantity | Rate (Rs) | Amount (Rs) | Tag / Remarks
674 |  | STEEL WORK
674 | 665
676 | 10.1 | Structural steel work in single section, fixed with or without connecting plate, including cutting, hoisting, fixing in position and applying a priming coat of approved steel primer all complete. Details of cost for one qunital MATERIAL Steel = 1.00q Add wastage @ 5% = 0.05q Total = 1.05q
676 | 1007 | Structurals such as tees,angles channels and R.S. joists | quintal | 1.05 | 4600.00 | 4830.00
676 | 2205 | Carriage of Steel | tonne | 0.105 | 92.24 | 9.69
676 |  | LABOUR
676 | 0116 | Fitter (grade 1) | day | 0.50 | 738.00 | 369.00
676 | 0103 | Blacksmith 2nd class | day | 0.75 | 679.00 | 509.25
676 | 0114 | Beldar | day | 1.00 | 558.00 | 558.00
676 |  | Priming Coat
676 | 13.50.3 | Rate as per Item Number 13.50.3 of SH:Finishing | sqm | 3.00 | 50.70 | 152.10 A
676 | 9999 | Sundries | L.S. | 20.67 | 2.00 | 41.34
676 | TOTAL |  |  |  |  | 6469.38 W
676 | Add 1 % Water charges on "W-A" |  |  |  |  | 63.17
676 | TOTAL |  |  |  |  | 6532.55 X
676 |  | Add GST on "X-A" (multiplying factor
676 |  | 0.1405) 896.45
676 | TOTAL |  |  |  |  | 7429.00 Y
676 | Add 15% CPOH on "Y-A" |  |  |  |  | 1091.54
676 | TOTAL |  |  |  |  | 8520.54 Z
676 | Add Cess @ 1% on "Z-A" |  |  |  |  | 83.68
676 | Cost of 1qunital |  |  |  |  | 8604.22
676 | Cost of 1 Kg. |  |  |  |  | 86.04
676 | Say |  |  |  |  | 86.05
676 | 10.2 | Structural steel work riveted, bolted or welded in built up sections, trusses and framed work, including cutting, hoisting, fixing in position and applying a priming coat of approved steel primer all complete. Details of cost for a truss 7.6m clear span (weight = 3.95 quintal) MATERIAL (i) Principal rafter (T-iron) 100x100x10mm @15kg/m = 142.50Kg+ Struts (angles)40x40x6mm 2x1.35=2.70m @ 3.5kg/m = 9.45kg Total =151.95kg+ Add wastage @ 5% = 7.60kg Total = 159.55kg. = 1.60q
676 | 1007 | Structurals such as tees,angles channels and R.S. joists | quintal | 1.60 | 4600.00 | 7360.00
677 |  | (ii) Ties (flats) 50x12mm
677 |  | 2x2.7 = 5.4m @4.7kg/m = 25.38kg+
677 |  | Ties central (flats) 50x10mm
677 |  | 1x2.28 = 2.8m @3.90kg/m = 10.92kg.+
677 |  | Braces (flats)40x10mm
677 |  | 2x1.84 = 3.68m @3.9kg/m = 14.35kg.
677 |  | Total = 50.65kg+
677 |  | Add wastage @ 5% = 2.53kg.
677 |  | Total = 53.18kg. = 0.53q
677 | 1009 | Flats exceeding 10 mm in thickness | quintal | 0.53 | 4600.00 | 2438.00
677 |  | (iii) Gusset plates 10mm thick
677 |  | 1x0.74x0.35m = 0.259sqm.+
677 |  | shoe 4x0.46x0.46 = 0.845sqm.
677 |  | Total = 1.104 sqm.
677 |  | 1.104sqm.@ 78.4kg/m = 86.55kg.
677 |  | 12mm plates at the point of principal
677 |  | rafter and strut-
677 |  | 2x0.3x0.2 = 0.12sqm.+
677 |  | Tie beam, brace and strut-
677 |  | 2x0.5x0.3 = 0.30sqm.+
677 |  | Sole plates-
677 |  | 2x0.46x0.46 = 0.42sqm.+
677 |  | Anchor plate-
677 |  | 2x0.46x0.1 = 0.09sqm.
677 |  | Total = 0.93 sqm.
677 |  | Say 1.00 sqm.
677 |  | 1.0sqm. @ 94.4kg/m = 94.40kg.
677 |  | Total = 180.95kg.
677 |  | Add wastage @ 5% = 9.05kg.
677 |  | Total = 190.00kg or 1.90q
677 | 1010 | Mild steel plates | quintal | 1.90 | 4800.00 | 9120.00
677 |  | (iv) 16mm dia. 50mm long rivets =
677 |  | 56 nos.+
677 |  | Add wastage @ 5 % = 2.8 nos.
677 |  | Total = 58.8 nos.
677 | 1020 | Mild steel rivets | quintal | 0.0684 | 5000.00 | 342.00
677 |  | (v) 20mm dia. holding down bolts
677 |  | 4 Nos.x460mm = 1840mm +
677 |  | Add wastage @ 5% = 92mm
677 |  | Total =1932 mm
677 | 1221 | 20 mm dia holding down bolts | quintal | 0.0529 | 6100.00 | 322.69
677 | 2205 | Carriage of Steel | tonne | 0.415 | 92.24 | 38.28
677 |  | (0.160+0.053+0.091 +0.099+
677 |  | 0.007+0.005)
677 |  | =0.415 tonne
677 |  | LABOUR
677 | 0116 | Fitter (grade 1) | day | 2.70 | 738.00 | 1992.60
677 | 0103 | Blacksmith 2nd class | day | 3.60 | 679.00 | 2444.40
677 | 0139 | Skilled Beldar (for floor rubbing etc.) | day | 5.40 | 617.00 | 3331.80
677 | 0114 | Beldar | day | 3.60 | 558.00 | 2008.80
677 | 0100 | Bandhani | day | 0.44 | 617.00 | 271.48
677 |  | Applying priming coat-
677 |  | T.Iron 9.5x0.4 = 3.80sqm.+
677 |  | Struts 2.70x0.16 = 0.43sqm.+
677 |  | Ties 5.4x0.124 = 0.67sqm.+
678 |  | Braces 2x1.84x0.12 = 0.44 sqm.+
678 |  | Ties 2.8x0.12 = 0.34 sqm.
678 |  | Total = 5.68 sqm.
678 | 13.50.3 | Rate as per item no 13.50.3 of SH : Finishing | sqm | 5.68 | 50.70 | 287.98 A
678 | 9999 | Sundries | L.S. | 80.73 | 2.00 | 161.46
678 | TOTAL |  |  |  |  | 30119.49 W
678 | Add 1 % Water charges on "W-A" |  |  |  |  | 298.32
678 | TOTAL |  |  |  |  | 30417.80 X
678 |  | Add GST on "X-A" (multiplying factor
678 |  | 0.1405) 4233.24
678 | TOTAL |  |  |  |  | 34651.04 Y
678 | Add 15% CPOH on "Y-A" |  |  |  |  | 5154.46
678 | TOTAL |  |  |  |  | 39805.50 | Z
678 | Add Cess @ 1% on "Z-A" |  |  |  |  | 395.18
678 |  | Cost for 3.95 quintal 40200.68
678 | Cost of per kg. |  |  |  |  | 101.77
678 | Say |  |  |  |  | 101.75
678 | 10.3 | Providing and fixing in position collapsible steel shutters with vertical channels 20x10x2 mm and braced with flat iron diagonals 20x5 mm size, with top and bottom rail of T-iron 40x40x6 mm, with 40 mm dia steel pulleys, complete with bolts, nuts, locking arrangement, stoppers, handles, including applying a priming coat of approved steel primer. Details of cost for a gate 2.4mx1.5m = 3.6sqm. MATERIAL M.S. channels 18 Nos. on both sides 20x10x2mm @ 0.56kg/m 2x18x2.4 = 86.40m+ Add wastage @ 10% = 8.64m Total = 95.04m 95.04m@0.56kg/m =53.22kg=0.53q
678 | 1007 | Structurals such as tees,angles channels and R.S. joists | quintal | 0.53 | 4600.00 | 2438.00
678 |  | M.S. Tee-40x40x6mm
678 |  | for bottom-1.570m+
678 |  | for top = 1.725m
678 |  | Total =3.295m Say 3.3m
678 |  | 3.3m @ 3.5kg/m = 11.55kg+
678 |  | Add wastage @ 10% = 1.155 Kg.
678 |  | Total = 12.705Kg. Say 0.13q
678 | 1007 | Structurals such as tees,angles channels and R.S. joists | quintal | 0.13 | 4600.00 | 598.00
678 |  | 20mmx5mm flat iron diagonals 4 Nos.
678 |  | 4x32x0.5334 = 68.275m
678 |  | 68.275m @ 0.8kg/m = 54.62kg+
678 |  | Add wastage @10% = 5.46kg
678 |  | Total = 60.08kg = 0.60q
678 | 1008 | Flats upto 10 mm in thickness | quintal | 0.60 | 4500.00 | 2700.00
679 | 2205 | Carriage of Steel | tonne | 0.126 | 92.24 | 11.62
679 |  | (0.053+0.013+0.060=0.126 tonne)
679 | 9999 | Cost of rivets fixing hooks and washers | L.S. | 269.10 | 2.00 | 538.20
679 | 9999 | Cost of locking arrangements and handles | L.S. | 67.34 | 2.00 | 134.68
679 | 4013 | Pully 40 mm dia | each | 10.00 | 30.00 | 300.00
679 |  | Priming coat-
679 |  | Channel - 36x0.076x2.4 = 6.57sqm.+
679 |  | Tee-0.16x3.3 = 0.53sqm.+
679 |  | Flats-0.05x68 = 3.40sqm.
679 |  | Total = 10.50sqm.
679 | 13.50.3 | Rate as per item no 13.50.3 of SH : Finishing | sqm | 10.50 | 50.70 | 532.35 A
679 |  | LABOUR
679 | 0116 | Fitter (grade 1) | day | 3.00 | 738.00 | 2214.00
679 | 0102 | Blacksmith 1st class | day | 6.00 | 738.00 | 4428.00
679 | 0103 | Blacksmith 2nd class | day | 6.00 | 679.00 | 4074.00
679 | 0123 | Mason (brick layer) 1st class | day | 0.50 | 738.00 | 369.00
679 | 0124 | Mason (brick layer) 2nd class | day | 0.50 | 679.00 | 339.50
679 | 0114 | Beldar | day | 8.00 | 558.00 | 4464.00
679 | 9999 | Sundries | L.S. | 161.46 | 2.00 | 322.92
679 | TOTAL |  |  |  |  | 23464.27 W
679 | Add 1 % Water charges on "W-A" |  |  |  |  | 229.32
679 | TOTAL |  |  |  |  | 23693.59 X
679 |  | Add GST on "X-A" (multiplying factor
679 |  | 0.1405) 3254.15
679 | TOTAL |  |  |  |  | 26947.75 Y
679 | Add 15% CPOH on "Y-A" |  |  |  |  | 3962.31
679 | TOTAL |  |  |  |  | 30910.06 | Z
679 | Add Cess @ 1% on "Z-A" |  |  |  |  | 303.78
679 | Cost of 3.6sqm. |  |  |  |  | 31213.83
679 |  | Cost per sqm. 8670.51
679 | Say |  |  |  |  | 8670.50
679 | 10.4 | Providing and fixing 1 mm thick M.S. sheet sliding-shutters, with frame and diagonal braces of 40x40x6 mm angle iron, 3 mm M.S. gusset plates at the junctions and corners, 25 mm dia pulley, 40x40x6 mm angle and T- iron guide at the top and bottom respectively, including applying a priming coat of approved steel primer Details of cost for one double leaf door size 2.4x2.4m = 5.76sqm. MATERIAL (i) M.S. sheet 1mm thick 5.76sqm. @ 7.85kg/sqm. = 45.216kg.+ Add wastage @ 10% = 4.522kg. Total = 49.738kg = 0.497 q
679 | 1013 | Mild steel sheets for tanks | quintal | 0.497 | 4600.00 | 2286.20
679 |  | (ii) Gusset plates 3.00mm thick
679 |  | Area of one gusset plates
679 |  | 0.3x0.04 = 0.0120+
680 |  | 1/2x0.26(0.04+0.3) = 0.0442
680 |  | Total = 0.0562sqm.+
680 |  | 8x0.0562 = 0.4496sqm.+
680 |  | 2x22/7x1/4x0.3x0.3=0.1414sqm.
680 |  | Total = 0.5910sqm.
680 |  | 0.5910sqm.@23.55kg/sqm.=13.92kg.+
680 |  | Add wastage @ 10% = 1.39kg
680 |  | Total = 15.31kg. or 0.153q
680 | 1010 | Mild steel plates | quintal | 0.153 | 4800.00 | 734.40
680 |  | (iii) Angle iron
680 |  | 40x40x6mm @ 3.5kg/m
680 |  | Sides-4x2.4=9.6m+
680 |  | Bottom & top 4x1.2 = 4.8m+
680 |  | Diagonals-2x2.5=5.0m+
680 |  | 2x2.45 = 4.9m+
680 |  | Top and bottom guides
680 |  | 2x4.8 = 9.6m
680 |  | Top guide supports
680 |  | 7x0.8 = 2.1m
680 |  | Total = 36.0m
680 |  | 36m @3.5kg. per m. = 126kg.+
680 |  | Add wastage @ 10% = 12.6kg.
680 |  | Total = 138.6kg. or 1.39q
680 | 1007 | Structurals such as tees,angles channels and R.S. joists | quintal | 1.39 | 4600.00 | 6394.00
680 |  | Channel 25x25x6mm @ 3.05kg/m
680 |  | Bottom-2.4m : 2.4x3.05
680 |  | Channel 40x40x6mm @ 5.56kg/m
680 |  | 0.5x5.56 = 2.78kg.
680 |  | Total = 10.1kg.+
680 |  | Add wastage @ 10% = 1.101kg.
680 |  | Total = 11.11kg. or 0.11q
680 | 1007 | Structurals such as tees,angles channels and R.S. joists | quintal | 0.11 | 4600.00 | 506.00
680 | 2205 | Carriage of Steel | tonne | 0.216 | 92.24 | 19.92
680 |  | (0.0497+0.015+0.139+0.11=0.2157
680 |  | tonne)
680 | 9999 | (iv) Pully guide blocks including drilling holes | L.S. | 269.10 | 2.00 | 538.20
680 | 0969 | Pully 25 mm dia | each | 8.00 | 48.00 | 384.00
680 | 9999 | (vi) Handles and locking arrangements | L.S. | 167.75 | 2.00 | 335.50
680 | 9999 | (vii) Bolts and rivets | L.S. | 269.10 | 2.00 | 538.20
680 | 9999 | (viii)Cement concrete | L.S. | 13.52 | 2.00 | 27.04
680 |  | Priming coat-
680 |  | M.S. Sheet 2x5.76 = 11.52+
680 |  | Angle iron 0.16x36 = 5.76+
680 |  | Channel-0.15x2.4=0.36+
680 |  | 0.24x0.5=0.12
680 |  | Total = 17.76 Say 18.0sqm.
680 | 13.50.3 | Rate as per item no 13.50.3 of SH : Finishing | sqm | 18.00 | 50.70 | 912.60 A
680 |  | LABOUR
680 | 0116 | Fitter (grade 1) | day | 2.00 | 738.00 | 1476.00
680 | 0102 | Blacksmith 1st class | day | 3.00 | 738.00 | 2214.00
681 | 0103 | Blacksmith 2nd class | day | 4.00 | 679.00 | 2716.00
681 | 0114 | Beldar | day | 4.00 | 558.00 | 2232.00
681 | 0123 | Mason (brick layer) 1st class | day | 0.06 | 738.00 | 44.28
681 | 0124 | Mason (brick layer) 2nd class | day | 0.06 | 679.00 | 40.74
681 | 9999 | Sundries | L.S. | 161.46 | 2.00 | 322.92
681 | TOTAL |  |  |  |  | 21722.00 W
681 | Add 1 % Water charges on "W-A" |  |  |  |  | 208.09
681 | TOTAL |  |  |  |  | 21930.10 X
681 |  | Add GST on "X-A" (multiplying factor
681 |  | 0.1405) 2952.96
681 | TOTAL |  |  |  |  | 24883.06 Y
681 | Add 15% CPOH on "Y-A" |  |  |  |  | 3595.57
681 | TOTAL |  |  |  |  | 28478.62 | Z
681 | Add Cess @ 1% on "Z-A" |  |  |  |  | 275.66
681 | Cost of 5.76 sqm. |  |  |  |  | 28754.29
681 |  | Cost per sqm. 4992.06
681 | Say |  |  |  |  | 4992.05
681 | 10.5 | Providing and fixing 1mm thick M.S. sheet door with frame of 40x40x6 mm angle iron and 3 mm M.S. gusset plates at the junctions and corners, all necessary fittings complete, including applying a priming coat of approved steel primer.
681 | 10.5.1 | Using M.S. angels 40x40x6 mm for diagonal braces Details of cost for a double leaf door of size 2.4mx2.4m=5.76sqm. MATERIAL (i) M.S. sheet 1mm thick 5.76sqm. @ 7.85kg/sqm. = 45.216kg.+ Add wastage @ 10% = 4.522kg. Total = 49.738kg = 0.497 q
681 | 1013 | Mild steel sheets for tanks | quintal | 0.497 | 4600.00 | 2286.20
681 |  | (ii) Gusset plates 3.00mm thick
681 |  | Area of one gusset plates
681 |  | 0.3x0.04 = 0.0120+
681 |  | 1/2x0.26(0.04+0.3) = 0.0442
681 |  | Total = 0.0562sqm.+
681 |  | 8x0.0562 = 0.4496sqm.+
681 |  | 2x22/7x1/4x0.3x0.3=0.1414sqm.
681 |  | Total = 0.5910sqm.
681 |  | 0.5910sqm.@23.55kg/sqm.=13.92kg.+
681 |  | Add wastage @ 10% = 1.39kg
681 |  | Total = 15.31kg. or 0.153q
681 | 1013 | Mild steel sheets for tanks | quintal | 0.153 | 4600.00 | 703.80
681 |  | (iii) Angle iron:40x40x6mm @3.5kg/m
681 |  | Sides-4x2.40 = 9.6m+
681 |  | Top & bottom-4x1.20=4.8m+
681 |  | Diagonals-2x2.5=5.0m+
681 |  | 2x2.45 = 4.9m+
681 |  | Total = 24.30m+
682 |  | Add wastage @ 10% = 2.43m
682 |  | Total =26.73m
682 |  | 26.73m @ 3.5kg. per m. =
682 |  | 93.56kg=0.936q
682 | 1007 | Structurals such as tees,angles channels and R.S. joists | quintal | 0.936 | 4600.00 | 4305.60
682 | 2205 | Carriage of Steel | tonne | 0.1586 | 92.24 | 14.63
682 |  | (0.0497+0.0153+0.0936 tonne) =
682 |  | 0.1586 t
682 | 1036 | Iron pintels including welded pin | each | 4.00 | 37.00 | 148.00
682 | 1222 | Mild steel sheets with bolts and nuts to rest on pintels | each | 4.00 | 120.00 | 480.00
682 | 1019 | Mild steel hooks | each | 2.00 | 32.00 | 64.00
682 | 9999 | Locking arrangements and handles | L.S. | 167.70 | 2.00 | 335.40
682 | 9999 | Rivets | L.S. | 269.10 | 2.00 | 538.20
682 |  | Priming coat-
682 |  | M.S. sheet = 11.52
682 |  | Angle iron-0.16x24.3 = 3.89
682 |  | Total = 15.41
682 | 13.50.3 | Rate as per item no 13.50.3 of SH : Finishing | sqm | 15.41 | 50.70 | 781.29 A
682 |  | LABOUR
682 | 0116 | Fitter (grade 1) | day | 2.00 | 738.00 | 1476.00
682 | 0102 | Blacksmith 1st class | day | 3.00 | 738.00 | 2214.00
682 | 0103 | Blacksmith 2nd class | day | 4.00 | 679.00 | 2716.00
682 | 0123 | Mason (brick layer) 1st class | day | 0.06 | 738.00 | 44.28
682 | 0124 | Mason (brick layer) 2nd class | day | 0.06 | 679.00 | 40.74
682 | 0114 | Beldar | day | 5.00 | 558.00 | 2790.00
682 | 9999 | Sundries | L.S. | 161.46 | 2.00 | 322.92
682 | TOTAL |  |  |  |  | 19261.06 W
682 | Add 1 % Water charges on "W-A" |  |  |  |  | 184.80
682 | TOTAL |  |  |  |  | 19445.85 X
682 |  | Add GST on "X-A" (multiplying factor
682 |  | 0.1405) 2622.37
682 | TOTAL |  |  |  |  | 22068.23 Y
682 | Add 15% CPOH on "Y-A" |  |  |  |  | 3193.04
682 | TOTAL |  |  |  |  | 25261.27 | Z
682 | Add Cess @ 1% on "Z-A" |  |  |  |  | 244.80
682 | Cost of 5.76 sqm. |  |  |  |  | 25506.07
682 |  | Cost per sqm. 4428.14
682 | Say |  |  |  |  | 4428.15
682 | 10.5.2 | Using flats 30x6mm for diagonal braces and central cross piece Details of cost for a double leaf door of size 2.4x2.4m = 5.76sqm. MATERIAL (i) M.S. sheet 1mm thick 5.76sqm. @ 7.85kg/sqm. = 45.216kg.+ Add wastage @ 10% = 4.522kg. Total = 49.738kg = 0.497 q
683 | 1013 | Mild steel sheets for tanks | quintal | 0.497 | 4600.00 | 2286.20
683 |  | (ii) Gussets plates-3.00mm thick vide (ii)
683 |  | in item 10.6 = 0.5910sqm.+
683 |  | at mid height = 4x0.0528 = 0.2112sqm.
683 |  | Total = 0.8022sqm.+
683 |  | Add wastage @ 10% = 0.0802sqm.
683 |  | Total =0.8824sqm.@ 23.55 kg/sqm =
683 |  | 20.78 kg
683 |  | Grand Total = 0.2078 qtl
683 | 1010 | Mild steel plates | quintal | 0.2078 | 4800.00 | 997.44
683 |  | (iii) Angle iron:40x40x6mm @3.5kg/m
683 |  | Sides-4x2.40 = 9.6m+
683 |  | Top & bottom-4x1.20=4.8m+
683 |  | Total = 14.40m+
683 |  | Add wastage @ 10% = 1.44m
683 |  | Total = 15.84m
683 |  | 15.84m @ 3.5kg. per m. = 55.44kg
683 |  | = 0.554qtl
683 | 1007 | Structurals such as tees, angles channels and R.S. joists | quintal | 0.554 | 4600.00 | 2548.40
683 |  | (iv) Flats 30x6mm @1.4kg/m
683 |  | 4x2.45=9.80m+
683 |  | 2x1.20=2.40m
683 |  | Total = 12.20m+
683 |  | Add wastage @ 10% = 1.22m
683 |  | Total = 13.42m
683 |  | 13.42m @ 1.4kg. per m. = 18.788kg.
683 |  | = 0.188q
683 | 1008 | Flats upto 10 mm in thickness | quintal | 0.188 | 4500.00 | 846.00
683 |  | Carriage of (i) (ii) and (iv)
683 |  | 0.0497+0.0208+0.0554+0.0188=
683 |  | 0.1447 tonne
683 | 2205 | Carriage of Steel | tonne | 0.1447 | 92.24 | 13.35
683 | 1036 | Iron pintels including welded pin | each | 4.00 | 37.00 | 148.00
683 | 1222 | Mild steel sheets with bolts and nuts to rest on pintels | each | 4.00 | 120.00 | 480.00
683 | 1019 | Mild steel hooks | each | 2.00 | 32.00 | 64.00
683 | 9999 | Locking arrangements and handles | L.S. | 167.70 | 2.00 | 335.40
683 | 9999 | Rivets | L.S. | 269.10 | 2.00 | 538.20
683 |  | Applying priming coat-
683 |  | M.S. sheet = 11.52
683 |  | Angle iron-0.16x24.3 = 3.89
683 |  | 0.16x14.40 = 2.30+
683 |  | Flats 0.072x12.2 = 0.88
683 |  | Total = 14.70sqm.
683 | 13.50.3 | Rate as per item no 13.50.3 of SH : Finishing | sqm | 14.70 | 50.70 | 745.29 A
683 |  | LABOUR
683 | 0116 | Fitter (grade 1) | day | 2.00 | 738.00 | 1476.00
683 | 0102 | Blacksmith 1st class | day | 3.00 | 738.00 | 2214.00
683 | 0103 | Blacksmith 2nd class | day | 4.00 | 679.00 | 2716.00
683 | 0123 | Mason (brick layer) 1st class | day | 0.06 | 738.00 | 44.28
683 | 0124 | Mason (brick layer) 2nd class | day | 0.06 | 679.00 | 40.74
683 | 0114 | Beldar | day | 5.00 | 558.00 | 2790.00
684 | 9999 | Sundries | L.S. | 161.46 | 2.00 | 322.92
684 | TOTAL |  |  |  |  | 18606.22 W
684 | Add 1 % Water charges on "W-A" |  |  |  |  | 178.61
684 | TOTAL |  |  |  |  | 18784.83 X
684 |  | Add GST on "X-A" (multiplying factor
684 |  | 0.1405) 2534.55
684 | TOTAL |  |  |  |  | 21319.38 Y
684 | Add 15% CPOH on "Y-A" |  |  |  |  | 3086.11
684 | TOTAL |  |  |  |  | 24405.49 | Z
684 | Add Cess @ 1% on "Z-A" |  |  |  |  | 236.60
684 | Cost of 5.76 sqm. |  |  |  |  | 24642.10
684 |  | Cost per sqm. 4278.14
684 | Say |  |  |  |  | 4278.15
684 | 10.6 | Supplying and fixing rolling shutters of approved make, made of required size M.S. laths, interlocked together through their entire length and jointed together at the end by end locks, mounted on specially designed pipe shaft with brackets, side guides and arrangements for inside and outside locking with push and pull operation complete, including the cost of providing and fixing necessary 27.5 cm long wire springs manufactured from high tensile steel wire of adequate strength conforming to IS: 4454 - part 1 and M.S. top cover of required thickness for rolling shutters.
684 | 10.6.1 | 80x1.25 mm M.S. laths with 1.25 mm thick top cover Details of cost for a shutter of size 3mx2.5m = 7.5sqm. MATERIAL
684 | 0973 | Rolling shutter made of 80x1.25 mm machine rolled laths | sqm | 7.50 | 1400.00 | 10500.00
684 | 0974 | Top cover for rolling shutters 1.25 mm thick | metre | 2.50 | 800.00 | 2000.00
684 | 0975 | 27.5 cm long wire spring grade no 2 for rolling shutters | each | 1.00 | 300.00 | 300.00
684 | 9977 | CARRIAGE | L.S. | 53.82 | 2.00 | 107.64
684 |  | LABOUR
684 | 0116 | Fitter (grade 1) | day | 2.55 | 738.00 | 1881.90
684 | 0114 | Beldar | day | 2.55 | 558.00 | 1422.90
684 | 0123 | Mason (brick layer) 1st class | day | 0.12 | 738.00 | 88.56
684 | 0124 | Mason (brick layer) 2nd class | day | 0.12 | 679.00 | 81.48
684 | 9999 | Sundries | L.S. | 60.58 | 2.00 | 121.16
684 | TOTAL |  |  |  |  | 16503.64 W
684 | Add 1 % Water charges on "W" |  |  |  |  | 165.04
684 | TOTAL |  |  |  |  | 16668.68 X
684 |  | Add GST on "X" (multiplying factor
684 |  | 0.1405) 2341.95
684 | TOTAL |  |  |  |  | 19010.63 Y
684 | Add 15% CPOH on "Y" |  |  |  |  | 2851.59
684 | TOTAL |  |  |  |  | 21862.22 | Z
684 | Add Cess @ 1% on "Z" |  |  |  |  | 218.62
684 | Cost of 7.5sqm. |  |  |  |  | 22080.84
684 |  | Cost per sqm. 2944.11
684 | Say |  |  |  |  | 2944.10
685 | 10.6.2 | 80x1.20 mm M.S. laths with 1.20 mm thick top cover Details of cost for a shutter of size 3mx2.5m = 7.5sqm. MATERIAL
685 | 7045 | Rolling shutters of 80x1.2 mm laths | sqm | 7.50 | 1375.00 | 10312.50
685 | 7047 | Top cover of Rolling shutters 1.20 mm thick | metre | 2.50 | 560.00 | 1400.00
685 | 0975 | 27.5 cm long wire spring grade no 2 for rolling shutters | each | 1.00 | 300.00 | 300.00
685 | 9977 | CARRIAGE | L.S. | 53.82 | 2.00 | 107.64
685 |  | LABOUR
685 | 0116 | Fitter (grade 1) | day | 2.55 | 738.00 | 1881.90
685 | 0114 | Beldar | day | 2.55 | 558.00 | 1422.90
685 | 0123 | Mason (brick layer) 1st class | day | 0.12 | 738.00 | 88.56
685 | 0124 | Mason (brick layer) 2nd class | day | 0.12 | 679.00 | 81.48
685 | 9999 | Sundries | L.S. | 60.58 | 2.00 | 121.16
685 | TOTAL |  |  |  |  | 15716.14 W
685 | Add 1 % Water charges on "W" |  |  |  |  | 157.16
685 | TOTAL |  |  |  |  | 15873.30 X
685 |  | Add GST on "X" (multiplying factor
685 |  | 0.1405) 2230.20
685 | TOTAL |  |  |  |  | 18103.50 Y
685 | Add 15% CPOH on "Y" |  |  |  |  | 2715.53
685 | TOTAL |  |  |  |  | 20819.03 | Z
685 | Add Cess @ 1% on "Z" |  |  |  |  | 208.19
685 | Cost of 7.5sqm. |  |  |  |  | 21027.22
685 |  | Cost per sqm. 2803.63
685 | Say |  |  |  |  | 2803.65
685 | 10.6.3 | 80x0.90 mm M.S. laths with 0.90 mm thick top cover Details of cost for a shutter of size 3mx2.5m = 7.5sqm. MATERIAL
685 | 7044 | Rolling shutters of 80x0.90 mm laths | sqm | 7.50 | 1300.00 | 9750.00
685 | 7046 | Top cover of Rolling shutters 0.90 mm thick | metre | 2.50 | 450.00 | 1125.00
685 | 0975 | 27.5 cm long wire spring grade no 2 for rolling shutters | each | 1.00 | 300.00 | 300.00
685 | 9977 | CARRIAGE | L.S. | 53.82 | 2.00 | 107.64
685 |  | LABOUR
685 | 0116 | Fitter (grade 1) | day | 2.55 | 738.00 | 1881.90
685 | 0114 | Beldar | day | 2.55 | 558.00 | 1422.90
685 | 0123 | Mason (brick layer) 1st class | day | 0.12 | 738.00 | 88.56
685 | 0124 | Mason (brick layer) 2nd class | day | 0.12 | 679.00 | 81.48
686 | 9999 | Sundries | L.S. | 60.58 | 2.00 | 121.16
686 | TOTAL |  |  |  |  | 14878.64 W
686 | Add 1 % Water charges on "W" |  |  |  |  | 148.79
686 | TOTAL |  |  |  |  | 15027.43 X
686 |  | Add GST on "X" (multiplying factor
686 |  | 0.1405) 2111.35
686 | TOTAL |  |  |  |  | 17138.78 Y
686 | Add 15% CPOH on "Y" |  |  |  |  | 2570.82
686 | TOTAL |  |  |  |  | 19709.60 | Z
686 | Add Cess @ 1% on "Z" |  |  |  |  | 197.10
686 | Cost of 7.5sqm. |  |  |  |  | 19906.69
686 |  | Cost per sqm. 2654.23
686 | Say |  |  |  |  | 2654.25
686 | 10.7 | Providing and fixing ball bearing for rolling shutters. Details of cost for 1 No.
686 | 0976 | Ball bearing for rolling shutters | each | 1.00 | 260.00 | 260.00
686 | 9999 | Sundries | L.S. | 26.91 | 2.00 | 53.82
686 | TOTAL |  |  |  |  | 313.82 W
686 | Add 1 % Water charges on "W" |  |  |  |  | 3.14
686 | TOTAL |  |  |  |  | 316.96 X
686 |  | Add GST on "X" (multiplying factor
686 |  | 0.1405) 44.53
686 | TOTAL |  |  |  |  | 361.49 Y
686 | Add 15% CPOH on "Y" |  |  |  |  | 54.22
686 | TOTAL |  |  |  |  | 415.71 | Z
686 | Add Cess @ 1% on "Z" |  |  |  |  | 4.16
686 | Cost of 1 no. |  |  |  |  | 419.87
686 | Say |  |  |  |  | 419.85
686 | 10.8 | Extra for providing mechanical device chain and crank operation for operating rolling shutters.
686 | 10.8.1 | Exceeding 10.00 sqm and upto 16.80 sqm in the area Details of cost for one sqm.
686 | 0977 | Extra for mechanical devices chain and cranked operation for operatingrolling shutters : exceeding 10.00 sq.m and upto 16.80 sq.m area of door | sqm | 1.00 | 800.00 | 800.00
687 | 9999 | Sundries | L.S. | 13.52 | 2.00 | 27.04
687 | TOTAL |  |  |  |  | 827.04 W
687 | Add 1 % Water charges on "W" |  |  |  |  | 8.27
687 | TOTAL |  |  |  |  | 835.31 X
687 |  | Add GST on "X" (multiplying factor
687 |  | 0.1405) 117.36
687 | TOTAL |  |  |  |  | 952.67 Y
687 | Add 15% CPOH on "Y" |  |  |  |  | 142.90
687 | TOTAL |  |  |  |  | 1095.57 | Z
687 | Add Cess @ 1% on "Z" |  |  |  |  | 10.96
687 | Cost of 1 sqm. |  |  |  |  | 1106.53
687 | Say |  |  |  |  | 1106.55
687 | 10.8.2 | Exceeding 16.80 sqm in area Details of cost for one sqm.
687 | 0978 | Extra for mechanical devices chain and cranked operation for operating rolling shutters : exceeding 16.80 sq.m area of door | sqm | 1.00 | 800.00 | 800.00
687 | 9999 | Sundries | L.S. | 13.52 | 2.00 | 27.04
687 | TOTAL |  |  |  |  | 827.04 W
687 | Add 1 % Water charges on "W" |  |  |  |  | 8.27
687 | TOTAL |  |  |  |  | 835.31 X
687 |  | Add GST on "X" (multiplying factor
687 |  | 0.1405) 117.36
687 | TOTAL |  |  |  |  | 952.67 Y
687 | Add 15% CPOH on "Y" |  |  |  |  | 142.90
687 | TOTAL |  |  |  |  | 1095.57 | Z
687 | Add Cess @ 1% on "Z" |  |  |  |  | 10.96
687 | Cost of 1 sqm. |  |  |  |  | 1106.53
687 | Say |  |  |  |  | 1106.55
687 | 10.9 | Extra for providing grilled rolling shutters manufactured out of 8 mm dia M.S. bar instead of laths as per design approved by Engineer-in- charge, (area of grill to be measured). Details of cost for a shutter of width 2.5m and grill height 0.6m Grill Area = 1.50sqm. MATERIAL
688 | 7068 | Extra for providing grilled rolling shutters with 8 mm dia M.S. rod | sqm | 1.50 | 500.00 | 750.00
688 | TOTAL |  |  |  |  | 750.00 W
688 | Add 1 % Water charges on "W" |  |  |  |  | 7.50
688 | TOTAL |  |  |  |  | 757.50 X
688 |  | Add GST on "X" (multiplying factor
688 |  | 0.1405) 106.43
688 | TOTAL |  |  |  |  | 863.93 Y
688 | Add 15% CPOH on "Y" |  |  |  |  | 129.59
688 | TOTAL |  |  |  |  | 993.52 | Z
688 | Add Cess @ 1% on "Z" |  |  |  |  | 9.94
688 | Cost of 1.5sqm. |  |  |  |  | 1003.45
688 |  | Cost per sqm. 668.97
688 | Say |  |  |  |  | 668.95
688 | 10.10 | Fixing standard steel glazed doors, windows and ventilators in walls, including fixing of float glass panes with glazing clips and special metal-sash putty of approved make, or metal beading with screws, (only steel windows, glass panes cut to size and glazing clips or metal beading with screws, shall be supplied by department free of cost.
688 | 10.10.1 | Fixing with 15x3 mm lugs 10 cm long embedded in cement concrete block 15x10x10 cm of C.C. 1:3:6 (1 Cement : 3 coarse sand : 6 graded stone aggregate 20 mm nominal size) Details of cost for one door 2x0.76m = 1.52sqm.(weight 15 kg) MATERIAL Cement concrete blocks 15x10x10cm = 0.009 cum
688 | 4.2.5 | Rate as per item no 4.2.5 of SH : Concrete work | cum | 0.009 | 8025.00 | 72.23 A
688 |  | LABOUR
688 | 0102 | Blacksmith 1st class | day | 0.17 | 738.00 | 125.46
688 | 0123 | Mason (brick layer) 1st class | day | 0.08 | 738.00 | 59.04
688 | 0124 | Mason (brick layer) 2nd class | day | 0.08 | 679.00 | 54.32
688 | 0114 | Beldar | day | 0.50 | 558.00 | 279.00
688 | 9977 | Sundries for carriage of material | L.S. | 67.28 | 2.00 | 134.56
688 | TOTAL |  |  |  |  | 724.61 W
688 | Add 1 % Water charges on "W-A" |  |  |  |  | 6.52
688 | TOTAL |  |  |  |  | 731.13 X
688 |  | Add GST on "X-A" (multiplying factor
688 |  | 0.1405) 92.58
688 | TOTAL |  |  |  |  | 823.70 Y
688 | Add 15% CPOH on "Y-A" |  |  |  |  | 112.72
688 | TOTAL |  |  |  |  | 936.43 Z
688 | Add Cess @ 1% on "Z-A" |  |  |  |  | 8.64
688 | Cost of 15 kg |  |  |  |  | 945.07
688 |  | Cost per kg 63.00
688 | Say |  |  |  |  | 63.00
689 | 10.10.2 | Fixing with carbon steel galvanised dash fastener of required dia and size (to be paid for separately) Details of cost for one door 2x0.76m = 1.52sqm.(weight 15 kg) LABOUR
689 | 0123 | Mason (brick layer) 1st class | day | 0.17 | 738.00 | 125.46
689 | 0114 | Beldar | day | 0.17 | 558.00 | 94.86
689 | 9977 | Sundries for Carriage of material | L.S. | 67.28 | 2.00 | 134.56
689 | TOTAL |  |  |  |  | 354.88 W
689 | Add 1 % Water charges on "W" |  |  |  |  | 3.55
689 | TOTAL |  |  |  |  | 358.43 X
689 |  | Add GST on "X" (multiplying factor
689 |  | 0.1405) 50.36
689 | TOTAL |  |  |  |  | 408.79 Y
689 | Add 15% CPOH on "Y" |  |  |  |  | 61.32
689 | TOTAL |  |  |  |  | 470.11 | Z
689 | Add Cess @ 1% on "Z" |  |  |  |  | 4.70
689 | Cost of 15 kg |  |  |  |  | 474.81
689 |  | Cost per kg 31.65
689 | Say |  |  |  |  | 31.65
689 | 10.11 | Providing and fixing factory made ISI marked steel glazed doors, windows and ventilators, side /top /centre hung, with beading and all members such as F7D,F4B, K11 B and K12 B etc. complete of standard rolled steel sections, joints mitred and flash butt welded and sash bars tenoned and riveted, including providing and fixing of hinges, pivots, including priming coat of approved steel primer, but excluding the cost of other fittings, complete all as per approved design, (sectional weight of only steel members shall be measured for payment).
689 | 10.11.1 | Fixing with 15x3 mm lugs 10 cm long embedded in cement concrete block 15x10x10 cm of C.C. 1:3:6 (1 Cement : 3 coarse sand : 6 graded stone aggregate 20 mm nominal size) Details of cost for a double leaf door of size 2.075x1.175m = 2.44 sqm. (weight 30 kg). MATERIAL
689 | 1011 | Steel glazed door,window/ ventilator, all members like as F7D, F4B, K11 and K12B etc. | kg | 30.00 | 54.00 | 1620.00
689 | 9977 | Carriage of Steel Door | L.S. | 40.37 | 2.00 | 80.74
689 |  | Labour for fabrication
689 | 0103 | Blacksmith 2nd class | day | 0.17 | 679.00 | 115.43
689 | 0116 | Fitter (grade 1) | day | 0.26 | 738.00 | 191.88
689 | 0114 | Beldar | day | 0.34 | 558.00 | 189.72
689 | 9999 | Sundries | L.S. | 15.37 | 2.00 | 30.74
690 |  | Fixing with CC 1:3:6 blocks, wooden
690 |  | plugs and screws or rawl plugs and
690 |  | screws or with fixing clips and bolts
690 |  | and nuts as required including metal
690 |  | sash putty for glass fixing
690 | 10.10.1 | Rate as per Item No.10.10.1 | kg | 30.00 | 63.00 | 1890.00 A
690 |  | Apply steel primer (2.44x1.00 for both
690 |  | sides)=2.44 sqm
690 | 13.50.3 | Rate as per item no 13.50.3 of SH : Finishing | sqm | 2.44 | 50.70 | 123.71 A
690 | TOTAL |  |  |  |  | 4242.22 W
690 | Add 1 % Water charges on "W-A" |  |  |  |  | 22.29
690 | TOTAL |  |  |  |  | 4264.50 X
690 |  | Add GST on "X-A" (multiplying factor
690 |  | 0.1405) 316.24
690 | TOTAL |  |  |  |  | 4580.74 Y
690 | Add 15% CPOH on "Y-A" |  |  |  |  | 385.05
690 | TOTAL |  |  |  |  | 4965.79 Z
690 | Add Cess @ 1% on "Z-A" |  |  |  |  | 29.52
690 |  | Cost for 30 kg. 4995.32
690 | Cost of 1 kg. |  |  |  |  | 166.51
690 | Say |  |  |  |  | 166.50
690 | 10.11.2 | Fixing with carbon steel galvanised dash fastener of required dia and size (to be paid for separately) Details of cost for a double leaf door of size 2.075x1.175m = 2.44 sqm. (weight 30 kg). MATERIAL
690 | 1011 | Steel glazed door,window/ ventilator, all members like as F7D, F4B, K11 and K12B etc. | kg | 30.00 | 54.00 | 1620.00
690 | 9977 | Carriage of Steel Door | L.S. | 40.37 | 2.00 | 80.74
690 |  | Labour for fabrication
690 | 0103 | Blacksmith 2nd class | day | 0.17 | 679.00 | 115.43
690 | 0116 | Fitter (grade 1) | day | 0.26 | 738.00 | 191.88
690 | 0114 | Beldar | day | 0.34 | 558.00 | 189.72
690 | 9999 | Sundries | L.S. | 15.37 | 2.00 | 30.74
690 |  | Labour for fixing
690 | 0114 | Beldar | day | 0.027 | 558.00 | 15.07
690 | 0115 | Collie | day | 0.0195 | 558.00 | 10.88
690 | 0130 | Mistry | day | 0.0084 | 738.00 | 6.20
690 | 0128 | Mate | day | 0.0012 | 617.00 | 0.74
691 | 9999 | Hire charges of drill machine, scaffolding and sundries | L.S. | 12.22 | 2.00 | 24.44
691 |  | Apply steel primer (2.44x1.00 for both
691 |  | sides)=2.44 sqm
691 | 13.50.3 | Rate as per item no 13.50.3 of SH : Finishing | sqm | 2.44 | 50.70 | 123.71 A
691 | TOTAL |  |  |  |  | 2409.54 W
691 | Add 1 % Water charges on "W-A" |  |  |  |  | 22.86
691 | TOTAL |  |  |  |  | 2432.40 X
691 |  | Add GST on "X-A" (multiplying factor
691 |  | 0.1405) 324.37
691 | TOTAL |  |  |  |  | 2756.77 Y
691 | Add 15% CPOH on "Y-A" |  |  |  |  | 394.96
691 | TOTAL |  |  |  |  | 3151.73 Z
691 | Add Cess @ 1% on "Z-A" |  |  |  |  | 30.28
691 |  | Cost for 30 kg. 3182.01
691 | Cost of 1 kg. |  |  |  |  | 106.07
691 | Say |  |  |  |  | 106.05
691 | 10.12 | Extra for providing and fixing steel beading of size 10 x 10 x 1.6 mm (box type), approved shape and section with screws instead of glazing clips and metal sash putty, in steel doors, windows, ventilators and composite units. Detail of cost for 1 metre beading for doors, windows, Ventilators and composit units
691 | 1143 | Steel beading size 10 x 10 x 1.6 mm (box type) | metre | 1.00 | 27.00 | 27.00
691 | 9999 | Applying priming coat | L.S. | 0.46 | 2.00 | 0.92
691 | 9999 | Fixing charges | L.S. | 3.01 | 2.00 | 6.02
691 | TOTAL |  |  |  |  | 33.94 W
691 | Add 1 % Water charges on "W" |  |  |  |  | 0.34
691 | TOTAL |  |  |  |  | 34.28 X
691 |  | Add GST on "X" (multiplying factor
691 |  | 0.1405) 4.82
691 | TOTAL |  |  |  |  | 39.10 Y
691 | Add 15% CPOH on "Y" |  |  |  |  | 5.86
691 | TOTAL |  |  |  |  | 44.96 | Z
691 | Add Cess @ 1% on "Z" |  |  |  |  | 0.45
691 | Cost of 1 metre |  |  |  |  | 45.41
691 | Say |  |  |  |  | 45.40
692 | 10.13 | Providing and fixing T-iron frames for doors, windows and ventilators of mild steel Tee-sections, joints mitred and welded, including fixing of necessary butt hinges and screws and applying a priming coat of approved steel primer.
692 | 10.13.1 | Fixing with 15x3 mm lugs 10 cm long embedded in cement concrete block 15x10x10 cm of C.C. 1:3:6 (1 Cement : 3 coarse sand : 6 graded stone aggregate 20 mm nominal size). Details of cost for 17.5Kg. MATERIAL Tee iron 40x40x6mm = 2m+2m+1m = 5 metres 5 metres @3.5Kg/m = 17.5kg.+ Add wastage @ 5% = 0.87Kg. Total = 18.37 kg. Say 0.18 qunital
692 | 1007 | Structurals such as tees,angles channels and R.S. joists | quintal | 0.18 | 4600.00 | 828.00
692 |  | M.S. bars 10mm = 1x1m = 1 metre
692 |  | 1 metre @ 0.60kg/m = 0.60Kg.+
692 |  | Add wastage @ 5% = 0.03Kg.
692 |  | Total = 0.63 Kg. Say = 0.006 qunital
692 | 1002 | Mild steel round bar 12 mm dia and below | quintal | 0.006 | 4500.00 | 27.00
692 |  | M.S. flat 15x3mm = 6x10cm =
692 |  | 0.60 metre
692 |  | 0.6 metre @ 0.35kg/m = 0.21Kg+
692 |  | Add wastage @ 5% = 0.01 Kg.
692 |  | Total = 0.22 kg = 0.002q.
692 | 1008 | Flats upto 10 mm in thickness | quintal | 0.002 | 4500.00 | 9.00
692 |  | Cement concrete block 1:3:6- 6x
692 |  | 15x10x10cm= 0.009 cum
692 | 4.2.5 | Rate as per item no 4.2.5 of SH : Concrete work | cum | 0.009 | 8025.00 | 72.23 A
692 | 0595 | Bright finished or black enamelled mild steel butt hinges 100x58x1.90 mm | 10 Nos | 0.60 | 80.00 | 48.00
692 | 9999 | For screws and nuts and bolts | L.S. | 35.88 | 2.00 | 71.76
692 | 9999 | For applying steel primer | L.S. | 17.94 | 2.00 | 35.88
692 | 9977 | Carriage of material | L.S. | 5.33 | 2.00 | 10.66
692 |  | LABOUR
692 | 0103 | Blacksmith 2nd class | day | 0.10 | 679.00 | 67.90
692 | 0116 | Fitter (grade 1) | day | 0.15 | 738.00 | 110.70
692 | 0114 | Beldar | day | 0.20 | 558.00 | 111.60
692 | 9999 | Sundries | L.S. | 8.97 | 2.00 | 17.94
692 | TOTAL |  |  |  |  | 1410.67 W
692 | Add 1 % Water charges on "W-A" |  |  |  |  | 13.38
692 | TOTAL |  |  |  |  | 1424.05 X
692 |  | Add GST on "X-A" (multiplying factor
692 |  | 0.1405) 189.93
692 | TOTAL |  |  |  |  | 1613.98 Y
692 | Add 15% CPOH on "Y-A" |  |  |  |  | 231.26
692 | TOTAL |  |  |  |  | 1845.24 Z
692 | Add Cess @ 1% on "Z-A" |  |  |  |  | 17.73
692 |  | Cost for 17.5Kg. 1862.97
692 |  | Cost for 1 Kg. 106.46
692 | Say |  |  |  |  | 106.45
693 | 10.13.2 | Fixing with carbon steel galvanised dash fastener of required dia and size (to be paid for separately) Details of cost for 17.5Kg. MATERIAL Tee iron 40x40x6mm = 2m+2m+1m = 5 metres 5 metres @3.5Kg/m = 17.5kg.+ Add wastage @ 5% = 0.87Kg. Total = 18.37 kg. Say 0.18 qunital
693 | 1007 | Structurals such as tees, angles channels and R.S. joists | quintal | 0.18 | 4600.00 | 828.00
693 |  | M.S. bars 10mm = 1x1m = 1 metre
693 |  | 1 metre @ 0.60kg/m = 0.60Kg.+
693 |  | Add wastage @ 5% = 0.03Kg.
693 |  | Total = 0.63 Kg. Say = 0.006 qunital
693 | 1002 | Mild steel round bar 12 mm dia and below | quintal | 0.006 | 4500.00 | 27.00
693 | 0595 | Bright finished or black enamelled mild steel butt hinges 100x58x1.90 mm | 10 Nos | 0.60 | 80.00 | 48.00
693 | 9999 | For screws and nuts and bolts | L.S. | 35.88 | 2.00 | 71.76
693 | 9999 | For applying steel primer | L.S. | 17.94 | 2.00 | 35.88
693 | 9977 | Carriage of material | L.S. | 5.33 | 2.00 | 10.66
693 |  | LABOUR
693 | 0103 | Blacksmith 2nd class | day | 0.10 | 679.00 | 67.90
693 | 0116 | Fitter (grade 1) | day | 0.15 | 738.00 | 110.70
693 | 0114 | Beldar | day | 0.20 | 558.00 | 111.60
693 | 9999 | Sundries | L.S. | 8.97 | 2.00 | 17.94
693 | TOTAL |  |  |  |  | 1329.44 W
693 | Add 1 % Water charges on "W" |  |  |  |  | 13.29
693 | TOTAL |  |  |  |  | 1342.73 X
693 |  | Add GST on "X" (multiplying factor
693 |  | 0.1405) 188.65
693 | TOTAL |  |  |  |  | 1531.39 Y
693 | Add 15% CPOH on "Y" |  |  |  |  | 229.71
693 | TOTAL |  |  |  |  | 1761.10 | Z
693 | Add Cess @ 1% on "Z" |  |  |  |  | 17.61
693 |  | Cost for 17.5Kg. 1778.71
693 |  | Cost for 1 Kg. 101.64
693 | Say |  |  |  |  | 101.65
693 | 10.14 | Providing and fixing pressed steel door frames conforming to IS: 4351, manufactured from commercial mild steel sheet of 1.60 mm thickness, including hinges, jamb, lock jamb, bead and if required angle threshold of mild steel angle of section 50x25 mm, or base ties of 1.60 mm, pressed mild steel welded or rigidly fixed together by mechanical means, including M.S. pressed butt hinges 2.5 mm thick with mortar guards, lock strike-plate and shock absorbers as specified and applying a coat of approved steel primer after pre-treatment of the surface as directed by Engineer-in-charge:
693 | 10.14.1 | Profile B
694 | 10.14.1.1 | Fixing with adjustable lugs with split end tail to each jamb Details of cost for 5 metre MATERIAL
694 | 4006 | Pressed steel door frames (mild steel sheet 1.60mm) Profile "B" frame | metre | 5.00 | 190.00 | 950.00
694 |  | 2+2+1m=5m
694 | 0595 | Bright finished or black enamelled mild steel butt hinges 100x58x1.90 mm | 10 Nos | 0.60 | 80.00 | 48.00
694 | 9999 | Screws, nuts and bolts | L.S. | 35.88 | 2.00 | 71.76
694 |  | 50x25x5mm. M.S. Angle for threshold
694 |  | 1 metre @ 2.75kg per uds =2.75kg.
694 |  | Say 0.03q
694 | 1007 | Structurals such as tees,angles channels and R.S. joists | quintal | 0.03 | 4600.00 | 138.00
694 | 9977 | Carriage of material | L.S. | 5.33 | 2.00 | 10.66
694 |  | LABOUR
694 | 0116 | Fitter (grade 1) | day | 0.15 | 738.00 | 110.70
694 | 0114 | Beldar | day | 0.20 | 558.00 | 111.60
694 | 9999 | Sundries | L.S. | 8.97 | 2.00 | 17.94
694 |  | Steel primer
694 |  | 500x2(2x1.2+2x6.0+1x12.50cm)=
694 |  | 2.69sqm
694 | 13.50.3 | Rate as per item no 13.50.3 of SH : Finishing | sqm | 2.69 | 50.70 | 136.38 A
694 | TOTAL |  |  |  |  | 1595.04 W
694 | Add 1 % Water charges on "W-A" |  |  |  |  | 14.59
694 | TOTAL |  |  |  |  | 1609.63 X
694 |  | Add GST on "X-A" (multiplying factor
694 |  | 0.1405) 206.99
694 | TOTAL |  |  |  |  | 1816.62 Y
694 | Add 15% CPOH on "Y-A" |  |  |  |  | 252.04
694 | TOTAL |  |  |  |  | 2068.66 Z
694 | Add Cess @ 1% on "Z-A" |  |  |  |  | 19.32
694 |  | Cost for 5 metres 2087.98
694 |  | Cost for 1 metre 417.60
694 | Say |  |  |  |  | 417.60
694 | 10.14.1.2 | Fixing with carbon steel galvanised dash fastener of required dia and size (to be paid for separately) Details of cost for 5 metre MATERIAL
694 | 4006 | Pressed steel door frames (mild steel sheet 1.60mm) Profile "B" frame | metre | 5.00 | 190.00 | 950.00
694 |  | 2+2+1m=5m
694 | 9999 | Deduct sundries for not providing adjustable lugs | L.S. | -20.00 | 2.00 | -40.00
694 | 0595 | Bright finished or black enamelled mild steel butt hinges 100x58x1.90 mm | 10 Nos | 0.60 | 80.00 | 48.00
695 | 9999 | Screws, nuts and bolts | L.S. | 35.88 | 2.00 | 71.76
695 |  | 50x25x5mm. M.S. Angle for threshold
695 |  | 1 metre @ 2.75kg per uds =2.75kg.
695 |  | Say 0.03q
695 | 1007 | Structurals such as tees,angles channels and R.S. joists | quintal | 0.03 | 4600.00 | 138.00
695 | 9977 | Carriage of material | L.S. | 5.33 | 2.00 | 10.66
695 |  | LABOUR
695 | 0116 | Fitter (grade 1) | day | 0.15 | 738.00 | 110.70
695 | 0114 | Beldar | day | 0.20 | 558.00 | 111.60
695 | 9999 | Sundries | L.S. | 8.97 | 2.00 | 17.94
695 |  | Steel primer
695 |  | 500x2(2x1.2+2x6.0+1x12.50cm)=
695 |  | 2.69sqm
695 | 13.50.3 | Rate as per item no 13.50.3 of SH : Finishing | sqm | 2.69 | 50.70 | 136.38 A
695 | TOTAL |  |  |  |  | 1555.04 W
695 | Add 1 % Water charges on "W-A" |  |  |  |  | 14.19
695 | TOTAL |  |  |  |  | 1569.23 X
695 |  | Add GST on "X-A" (multiplying factor
695 |  | 0.1405) 201.31
695 | TOTAL |  |  |  |  | 1770.54 Y
695 | Add 15% CPOH on "Y-A" |  |  |  |  | 245.12
695 | TOTAL |  |  |  |  | 2015.67 Z
695 | Add Cess @ 1% on "Z-A" |  |  |  |  | 18.79
695 |  | Cost for 5 metres 2034.46
695 |  | Cost for 1metre 406.89
695 | Say |  |  |  |  | 406.90
695 | 10.14.2 | Profile C
695 | 10.14.2.1 | Fixing with adjustable lugs with split end tail to each jamb Details of cost for 5 metre MATERIAL
695 | 4007 | Pressed steel door frames (mild steel sheet 1.60mm) Profile "C" | metre | 5.00 | 210.00 | 1050.00
695 |  | 2+2+1m=5m
695 | 0595 | Bright finished or black enamelled mild steel butt hinges 100x58x1.90 mm | 10 Nos | 0.60 | 80.00 | 48.00
695 | 9999 | Screws, nuts and bolts | L.S. | 35.88 | 2.00 | 71.76
695 |  | 50x25x5mm. M.S. Angle for threshold
695 |  | 1 metre @ 2.75kg per uds =2.75kg.
695 |  | Say 0.03q
695 | 1007 | Structurals such as tees, angles channels and R.S. joists | quintal | 0.03 | 4600.00 | 138.00
695 | 9977 | Carriage of material | L.S. | 5.33 | 2.00 | 10.66
695 |  | LABOUR
695 | 0116 | Fitter (grade 1) | day | 0.15 | 738.00 | 110.70
695 | 0114 | Beldar | day | 0.20 | 558.00 | 111.60
695 | 9999 | Sundries | L.S. | 8.97 | 2.00 | 17.94
695 |  | Steel primer
695 |  | 500x2(2x1.2+2x6.0+1x12.50cm)=
695 |  | 2.69sqm
696 | 13.50.3 | Rate as per item no 13.50.3 of SH : Finishing | sqm | 2.69 | 50.70 | 136.38 A
696 | TOTAL |  |  |  |  | 1695.04 W
696 | Add 1 % Water charges on "W-A" |  |  |  |  | 15.59
696 | TOTAL |  |  |  |  | 1710.63 X
696 |  | Add GST on "X-A" (multiplying factor
696 |  | 0.1405) 221.18
696 | TOTAL |  |  |  |  | 1931.81 Y
696 | Add 15% CPOH on "Y-A" |  |  |  |  | 269.31
696 | TOTAL |  |  |  |  | 2201.13 Z
696 | Add Cess @ 1% on "Z-A" |  |  |  |  | 20.65
696 |  | Cost for 5 metres 2221.77
696 |  | Cost for 1 metre 444.35
696 | Say |  |  |  |  | 444.35
696 | 10.14.2.2 | Fixing with carbon steel galvanised dash fastener of required dia and size (to be paid for separately) Details of cost for 5 metre MATERIAL
696 | 4007 | Pressed steel door frames (mild steel sheet 1.60mm) Profile "C" | metre | 5.00 | 210.00 | 1050.00
696 |  | 2+2+1m=5m
696 | 9999 | Sundries for not providing adjustable lugs(-) | L.S. | -20.00 | 2.00 | -40.00
696 | 0595 | Bright finished or black enamelled mild steel butt hinges 100x58x1.90 mm | 10 Nos | 0.60 | 80.00 | 48.00
696 | 9999 | Screws, nuts and bolts | L.S. | 35.88 | 2.00 | 71.76
696 |  | 50x25x5mm. M.S. Angle for threshold
696 |  | 1 metre @ 2.75kg per uds =2.75kg.
696 |  | Say 0.03q
696 | 1007 | Structurals such as tees, angles channels and R.S. joists | quintal | 0.03 | 4600.00 | 138.00
696 | 9977 | Carriage of material | L.S. | 5.33 | 2.00 | 10.66
696 |  | LABOUR
696 | 0116 | Fitter (grade 1) | day | 0.15 | 738.00 | 110.70
696 | 0114 | Beldar | day | 0.20 | 558.00 | 111.60
696 | 9999 | Sundries | L.S. | 8.97 | 2.00 | 17.94
696 |  | Steel primer
696 |  | 500x2(2x1.2+2x6.0+1x12.50cm)=
696 |  | 2.69sqm
696 | 13.50.3 | Rate as per item no 13.50.3 of SH : Finishing | sqm | 2.69 | 50.70 | 136.38 A
696 | TOTAL |  |  |  |  | 1655.04 W
696 | Add 1 % Water charges on "W-A" |  |  |  |  | 15.19
696 | TOTAL |  |  |  |  | 1670.23 X
696 | Add GST on "X-A" (multiplying factor 0.1405) |  |  |  |  | 215.51
696 | TOTAL |  |  |  |  | 1885.74 Y
696 | Add 15% CPOH on "Y-A" |  |  |  |  | 262.40
696 | TOTAL |  |  |  |  | 2148.14 Z
696 | Add Cess @ 1% on "Z-A" |  |  |  |  | 20.12
696 |  | Cost for 5 metres 2168.26
696 |  | Cost for 1 metre 433.65
696 | Say |  |  |  |  | 433.65
697 | 10.14.3 | Profile E
697 | 10.14.3.1 | Fixing with adjustable lugs with split end tail to each jamb Details of cost for 5 metre MATERIAL
697 | 4008 | Pressed steel door frames (mild steel sheet 1.60mm) Profile "E" | metre | 5.00 | 240.00 | 1200.00
697 |  | 2+2+1m=5m
697 | 0595 | Bright finished or black enamelled mild steel butt hinges 100x58x1.90 mm | 10 Nos | 0.60 | 80.00 | 48.00
697 | 9999 | Screws, nuts and bolts | L.S. | 35.88 | 2.00 | 71.76
697 |  | 50x25x5mm. M.S. Angle for threshold
697 |  | 1 metre @ 2.75kg per uds =2.75kg.
697 |  | Say 0.03q
697 | 1007 | Structurals such as tees,angles channels and R.S. joists | quintal | 0.03 | 4600.00 | 138.00
697 | 9977 | Carriage of material | L.S. | 5.33 | 2.00 | 10.66
697 |  | LABOUR
697 | 0116 | Fitter (grade 1) | day | 0.15 | 738.00 | 110.70
697 | 0114 | Beldar | day | 0.20 | 558.00 | 111.60
697 | 9999 | Sundries | L.S. | 8.97 | 2.00 | 17.94
697 |  | Steel primer
697 |  | 500x2(2x1.2+2x6.0+1x12.50cm)=
697 |  | 2.69sqm
697 | 13.50.3 | Rate as per item no 13.50.3 of SH : Finishing | sqm | 2.69 | 50.70 | 136.38 A
697 | TOTAL |  |  |  |  | 1845.04 W
697 | Add 1 % Water charges on "W-A" |  |  |  |  | 17.09
697 | TOTAL |  |  |  |  | 1862.13 X
697 |  | Add GST on "X-A" (multiplying factor
697 |  | 0.1405) 242.47
697 | TOTAL |  |  |  |  | 2104.60 Y
697 | Add 15% CPOH on "Y-A" |  |  |  |  | 295.23
697 | TOTAL |  |  |  |  | 2399.83 Z
697 | Add Cess @ 1% on "Z-A" |  |  |  |  | 22.63
697 |  | Cost for 5 metres 2422.46
697 |  | Cost for 1 metre 484.49
697 | Say |  |  |  |  | 484.50
697 | 10.14.3.2 | Fixing with carbon steel galvanised dash fastener of required dia and size (to be paid for separately) Details of cost for 5 metre MATERIAL
697 | 4008 | Pressed steel door frames (mild steel sheet 1.60mm) Profile "E" | metre | 5.00 | 240.00 | 1200.00
697 |  | 2+2+1m=5m
697 | 9999 | Sundries for not providing adjustable lugs (-) | L.S. | -20.00 | 2.00 | -40.00
697 | 0595 | Bright finished or black enamelled mild steel butt hinges 100x58x1.90 mm | 10 Nos | 0.60 | 80.00 | 48.00
698 | 9999 | Screws, nuts and bolts | L.S. | 35.88 | 2.00 | 71.76
698 |  | 50x25x5mm. M.S. Angle for threshold
698 |  | 1 metre @ 2.75kg per uds =2.75kg.
698 |  | Say 0.03q
698 | 1007 | Structurals such as tees,angles channels and R.S. joists | quintal | 0.03 | 4600.00 | 138.00
698 | 9977 | Carriage of material | L.S. | 5.33 | 2.00 | 10.66
698 |  | LABOUR
698 | 0116 | Fitter (grade 1) | day | 0.15 | 738.00 | 110.70
698 | 0114 | Beldar | day | 0.20 | 558.00 | 111.60
698 | 9999 | Sundries | L.S. | 8.97 | 2.00 | 17.94
698 |  | Steel primer
698 |  | 500x2(2x1.2+2x6.0+1x12.50cm)=
698 |  | 2.69sqm
698 | 13.50.3 | Rate as per item no 13.50.3 of SH : Finishing | sqm | 2.69 | 50.70 | 136.38 A
698 | TOTAL |  |  |  |  | 1805.04 W
698 | Add 1 % Water charges on "W-A" |  |  |  |  | 16.69
698 | TOTAL |  |  |  |  | 1821.73 X
698 |  | Add GST on "X-A" (multiplying factor
698 |  | 0.1405) 236.79
698 | TOTAL |  |  |  |  | 2058.52 Y
698 | Add 15% CPOH on "Y-A" |  |  |  |  | 288.32
698 | TOTAL |  |  |  |  | 2346.84 Z
698 | Add Cess @ 1% on "Z-A" |  |  |  |  | 22.10
698 |  | Cost for 5 metres 2368.95
698 |  | Cost for 1 metre 473.79
698 | Say |  |  |  |  | 473.80
698 | 10.15 | Providing and fixing M.S. Tubular frames for doors, windows, ventilators and cupboard with rectangular/ L-Type sections, made of 1.60 mm thick M.S. Sheet, joints mitred, welded and grinded finish, with profiles of required size, including fixing of necessary butt hinges and screws and applying a priming coat of approved steel primer.
698 | 10.15.1 | Fixing with 15x3 mm lugs 10 cm long embedded in cement concrete block 15x10x10 cm of C.C. 1:3:6 (1 Cement : 3 coarse sand : 6 graded stone aggregate 20 mm nominal size) Details of cost for 7.13Kg. MATERIAL L- section - 32x22x28mm 1.60mm thick 2.00+2.00+1.00 = 5.00 m Width of MS sheet = 32+24.80+22+ 24.80+10mm = 113.60mm = 0.1136 m Area of MS sheet = 0.1136x5.00x0. 0016 = 0.0009088 sqm Weight of Sheet = 0.0009088x7850 = 7.134 kg Add wastage @ 5% = 0.357Kg. Total = 7.491 kg Say 7.49 kg
699 | 4011 | Mild steel tubes electric resistant or induction butt welded | kilogram | 7.49 | 47.00 | 352.03
699 |  | M.S. bars 10mm = 1x1m = 1 metre
699 |  | 1 metre @ 0.60kg/m = 0.60Kg.
699 |  | Add wastage @ 5% = 0.03Kg.
699 |  | Total = 0.63 Kg. Say = 0.006 qunital
699 | 1002 | Mild steel round bar 12 mm dia and below | quintal | 0.006 | 4500.00 | 27.00
699 |  | M.S. flat 15x3mm = 6x10cm = 0.60
699 |  | metre
699 |  | 0.6 metre @ 0.35kg/m = 0.21Kg
699 |  | Add wastage @ 5% = 0.01 Kg.
699 |  | Total = 0.22 kg = 0.002q
699 | 1008 | Flats upto 10 mm in thickness | quintal | 0.002 | 4500.00 | 9.00
699 |  | Cement concrete block 1:3:6-
699 |  | 6x15x10x10cm= 0.009 cum
699 | 4.2.5 | Rate as per item no 4.2.5 of SH : Concrete work | cum | 0.009 | 8025.00 | 72.23 A
699 | 0595 | Bright finished or black enamelled mild steel butt hinges 100x58x1.90 mm | 10 Nos | 0.60 | 80.00 | 48.00
699 | 9999 | For screws and nuts and bolts | L.S. | 35.88 | 2.00 | 71.76
699 | 9999 | For applying steel primer | L.S. | 17.94 | 2.00 | 35.88
699 | 9977 | Carriage of material | L.S. | 5.33 | 2.00 | 10.66
699 |  | LABOUR
699 | 0103 | Blacksmith 2nd class | day | 0.04 | 679.00 | 27.16
699 | 0116 | Fitter (grade 1) | day | 0.06 | 738.00 | 44.28
699 | 0114 | Beldar | day | 0.08 | 558.00 | 44.64
699 | 9999 | Sundries | L.S. | 3.64 | 2.00 | 7.28
699 | TOTAL |  |  |  |  | 749.92 W
699 | Add 1 % Water charges on "W-A" |  |  |  |  | 6.78
699 | TOTAL |  |  |  |  | 756.69 X
699 |  | Add GST on "X-A" (multiplying factor
699 |  | 0.1405) 96.17
699 | TOTAL |  |  |  |  | 852.86 Y
699 | Add 15% CPOH on "Y-A" |  |  |  |  | 117.10
699 | TOTAL |  |  |  |  | 969.95 Z
699 | Add Cess @ 1% on "Z-A" |  |  |  |  | 8.98
699 |  | Cost for 7.13Kg. 978.93
699 |  | Cost for 1 Kg. 137.30
699 | Say |  |  |  |  | 137.30
699 | 10.15.2 | Fixing with carbon steel galvanised dash fastener of required dia and size (to be paid for separately) Details of cost for 7.13Kg. MATERIAL L- section - 32x22x28mm 1.60mm thick 2.00+2.00+1.00 = 5.00 m Width of MS sheet = 32+24.80+22+ 24.80+ 10mm = 113.60mm = 0.1136 m
700 |  | Area of MS sheet = 0.1136x5.00x
700 |  | 0.0016 = 0.0009088 sqm
700 |  | Weight of Sheet = 0.0009088x7850 =
700 |  | 7.134 kg
700 |  | Add wastage @ 5% = 0.357Kg.
700 |  | Total = 7.491 kg Say 7.49 kg
700 | 4011 | Mild steel tubes electric resistant or induction butt welded | kilogram | 7.49 | 47.00 | 352.03
700 |  | M.S. bars 10mm = 1x1m = 1 metre
700 |  | 1 metre @ 0.60kg/m = 0.60Kg.
700 |  | Add wastage @ 5% = 0.03Kg.
700 |  | Total = 0.63 Kg. Say = 0.006 qunital
700 | 1002 | Mild steel round bar 12 mm dia and below | quintal | 0.006 | 4500.00 | 27.00
700 | 0595 | Bright finished or black enamelled mild steel butt hinges 100x58x1.90 mm | 10 Nos | 0.60 | 80.00 | 48.00
700 | 9999 | For screws and nuts and bolts | L.S. | 35.88 | 2.00 | 71.76
700 | 9999 | For applying steel primer | L.S. | 17.94 | 2.00 | 35.88
700 | 9977 | Carriage of material | L.S. | 5.33 | 2.00 | 10.66
700 |  | LABOUR
700 | 0103 | Blacksmith 2nd class | day | 0.04 | 679.00 | 27.16
700 | 0116 | Fitter (grade 1) | day | 0.06 | 738.00 | 44.28
700 | 0114 | Beldar | day | 0.08 | 558.00 | 44.64
700 | 9999 | Sundries | L.S. | 3.64 | 2.00 | 7.28
700 | TOTAL |  |  |  |  | 668.69 W
700 | Add 1 % Water charges on "W" |  |  |  |  | 6.69
700 | TOTAL |  |  |  |  | 675.38 X
700 |  | Add GST on "X" (multiplying factor
700 |  | 0.1405) 94.89
700 | TOTAL |  |  |  |  | 770.27 Y
700 | Add 15% CPOH on "Y" |  |  |  |  | 115.54
700 | TOTAL |  |  |  |  | 885.81 | Z
700 | Add Cess @ 1% on "Z" |  |  |  |  | 8.86
700 |  | Cost for 7.13Kg. 894.67
700 |  | Cost for 1 Kg. 125.48
700 | Say |  |  |  |  | 125.50
700 | 10.16 | Steel work in built up tubular (round, square or rectangular hollow tubes etc.) trusses etc., including cutting, hoisting, fixing in position and applying a priming coat of approved steel primer, including welding and bolted with special shaped washers etc. complete.
700 | 10.16.1 | Hot finished welded type tubes Details of cost for a truss of span 8 metre weight = 119 kg. MATERIAL 50mm dia. tube Tie beam-1x8.0m = 8.00m+ Principal rafter 2x4.30m = 8.60m Total = 16.60m
701 |  | 16.60m @ 5.10kg./m = 84.66kg.
701 |  | 40mm dia. tube
701 |  | Members = 2(0.45+1.25+0.90+2.15)
701 |  | Total = 2x4.75=9.50m
701 |  | 9.50m @ 3.61kg/m = 34.60Kg.
701 |  | Total = 118.96kg.
701 |  | Add wastage @ 5% = 5.94Kg.
701 |  | Total = 124.90Kg. Say 125 kg
701 | 4009 | Mild steel tubes hot finished welded type | kilogram | 125.00 | 57.00 | 7125.00
701 | 2205 | Carriage of Steel | tonne | 0.125 | 92.24 | 11.53
701 |  | Priming coat
701 |  | 50mm dia. tube 16.60x0.157m =
701 |  | 1.61sqm.
701 |  | 40mm dia. tube 9.50x0.125m =
701 |  | 1.91 sqm.
701 |  | Total = 2.80 sqm.
701 | 13.50.3 | Rate as per item no 13.50.3 of SH : Finishing | sqm | 2.80 | 50.70 | 141.96 A
701 |  | Welding charges:-
701 |  | Rafter:- 4x22/7x6.03 = 75.80cm.+
701 |  | Ties:- 2x22/7x6.03=37.90cm.+
701 |  | Members:- 2x4x2x22/7x4.83=242.87cm
701 |  | Total= 356.57cm say 357cm
701 | 1215 | Welding by electric plant | cm | 357.00 | 2.00 | 714.00
701 |  | LABOUR
701 |  | For cutting, assembling & erection
701 | 0102 | Blacksmith 1st class | day | 1.50 | 738.00 | 1107.00
701 | 0100 | Bandhani | day | 0.75 | 617.00 | 462.75
701 | 0114 | Beldar | day | 5.50 | 558.00 | 3069.00
701 | 9999 | Sundries | L.S. | 80.73 | 2.00 | 161.46
701 | TOTAL |  |  |  |  | 12792.70 W
701 | Add 1 % Water charges on "W-A" |  |  |  |  | 126.51
701 | TOTAL |  |  |  |  | 12919.21 X
701 |  | Add GST on "X-A" (multiplying factor
701 |  | 0.1405) 1795.20
701 | TOTAL |  |  |  |  | 14714.41 Y
701 | Add 15% CPOH on "Y-A" |  |  |  |  | 2185.87
701 | TOTAL |  |  |  |  | 16900.28 | Z
701 | Add Cess @ 1% on "Z-A" |  |  |  |  | 167.58
701 |  | Cost for 119 Kg. 17067.86
701 |  | Cost for 1 Kg. 143.43
701 | Say |  |  |  |  | 143.45
701 | 10.16.2 | Hot finished seamless type tubes Details of cost for a truss of span 8 metre weight = 119 kg. MATERIAL 50mm dia. tube
702 |  | Tie beam- 1 x 8.0m = 8.00m +
702 |  | Principal rafter 2x4.30m = 8.60m =
702 |  | 16.60m
702 |  | 16.60m @ 5.10kg./ m = 84.66 kg.
702 |  | 40mm dia. tube
702 |  | Members = 2(0.45+1.25+0.90+2.15)
702 |  | Total= 2x 4.75 = 9.50m
702 |  | 9.50m @ 3.61kg/m = 34.60kg.
702 |  | Total = 118.96kg.
702 |  | Add wastage @ 5% = 5.94kg.
702 |  | Total=124.90kg. say 125 kg
702 | 4010 | Mild steel tubes hot finished seamless type | kilogram | 125.00 | 67.00 | 8375.00
702 | 2205 | Carriage of Steel | tonne | 0.125 | 92.24 | 11.53
702 |  | Priming coat
702 |  | 50mm dia. tube 16.60x0.157 m =
702 |  | 1.61 sqm.
702 |  | 40mm dia. tube 9.50x 10125m =
702 |  | 1.91 sqm. =2.80 sqm.
702 | 13.50.3 | Rate as per item no 13.50.3 of SH : Finishing | sqm | 2.80 | 50.70 | 141.96 A
702 |  | Welding charges:-
702 |  | Rafter:- 4x22/7x6.03 = 75.80cm.+
702 |  | Ties :- 2x22/7x6.03=37.90cm.+
702 |  | Members :- 2x4x2x22/7x4.83 =
702 |  | 242.87cm
702 |  | Total= 356.57 cm say 357 cm
702 | 1215 | Welding by electric plant | cm | 357.00 | 2.00 | 714.00
702 |  | LABOUR
702 | 0102 | Blacksmith 1st class | day | 1.50 | 738.00 | 1107.00
702 | 0100 | Bandhani | day | 0.75 | 617.00 | 462.75
702 | 0114 | Beldar | day | 5.50 | 558.00 | 3069.00
702 | 9999 | Sundries | L.S. | 80.73 | 2.00 | 161.46
702 | TOTAL |  |  |  |  | 14042.70 W
702 | Add 1 % Water charges on "W-A" |  |  |  |  | 139.01
702 | TOTAL |  |  |  |  | 14181.71 X
702 |  | Add GST on "X-A" (multiplying factor
702 |  | 0.1405) 1972.58
702 | TOTAL |  |  |  |  | 16154.29 Y
702 | Add 15% CPOH on "Y-A" |  |  |  |  | 2401.85
702 | TOTAL |  |  |  |  | 18556.14 | Z
702 | Add Cess @ 1% on "Z-A" |  |  |  |  | 184.14
702 |  | Cost for 119 kg 18740.28
702 |  | Cost for 1 kg 157.48
702 | Say |  |  |  |  | 157.50
702 | 10.16.3 | Electric resistance or induction butt welded tubes Details of cost for a truss of span 8 metre weight = 119 kg.
703 |  | MATERIAL
703 |  | 50mm dia. tube
703 |  | Tie beam-1x8.0m = 8.00m+
703 |  | Principal rafter 2x4.30m = 8.60m
703 |  | Total = 16.60m
703 |  | 16.60m @ 5.10kg./m = 84.66kg.
703 |  | 40mm dia. tube
703 |  | Members = 2(0.45+1.25+0.90+2.15)
703 |  | Total = 2x4.75=9.50m
703 |  | 9.50m @ 3.61kg/m = 34.60Kg.
703 |  | Total = 118.96kg.
703 |  | Add wastage @ 5% = 5.94Kg.
703 |  | Total = 124.90Kg. say 125 kg
703 | 4011 | Mild steel tubes electric resistant or induction butt welded | kilogram | 125.00 | 47.00 | 5875.00
703 | 2205 | Carriage of Steel | tonne | 0.125 | 92.24 | 11.53
703 |  | Priming coat
703 |  | 50mm dia. tube 16.60x0.157m =
703 |  | 1.61sqm.
703 |  | 40mm dia. tube 9.50x0.125m =
703 |  | 1.91 sqm.
703 |  | Total = 2.80 sqm.
703 | 13.50.3 | Rate as per item no 13.50.3 of SH : Finishing | sqm | 2.80 | 50.70 | 141.96 A
703 |  | Welding charges:-
703 |  | Rafter:- 4x22/7x6.03 = 75.80cm.+
703 |  | Ties:- 2x22/7x6.03=37.90cm.+
703 |  | Members:- 2x4x2x22/7x4.83=242.87cm
703 |  | Total= 356.57cm say 357cm
703 | 1215 | Welding by electric plant | cm | 357.00 | 2.00 | 714.00
703 |  | LABOUR
703 | 0102 | Blacksmith 1st class | day | 1.50 | 738.00 | 1107.00
703 | 0100 | Bandhani | day | 0.75 | 617.00 | 462.75
703 | 0114 | Beldar | day | 5.50 | 558.00 | 3069.00
703 | 9999 | Sundries | L.S. | 80.73 | 2.00 | 161.46
703 | TOTAL |  |  |  |  | 11542.70 W
703 | Add 1 % Water charges on "W-A" |  |  |  |  | 114.01
703 | TOTAL |  |  |  |  | 11656.71 X
703 |  | Add GST on "X-A" (multiplying factor
703 |  | 0.1405) 1617.82
703 | TOTAL |  |  |  |  | 13274.53 Y
703 | Add 15% CPOH on "Y-A" |  |  |  |  | 1969.89
703 | TOTAL |  |  |  |  | 15244.41 | Z
703 | Add Cess @ 1% on "Z-A" |  |  |  |  | 151.02
703 |  | Cost for 119 Kg. 15395.44
703 |  | Cost for 1 Kg. 129.37
703 | Say |  |  |  |  | 129.35
704 | 10.17 | Providing and fixing M.S. fan clamp type I or II of 16 mm dia M.S. bar, bent to shape with hooked ends in R.C.C. slabs or beams during laying, including painting the exposed portion of loop, all as per standard design complete. Details of cost for 1 clamp MATERIAL 16mm dia. M.S. bar 1m @ 1.58 kg/m 1x1.58 = 1.58Kg+
704 | Add wastage @ 5% |  |  |  |  | = 0.08 Kg.
704 |  | Total = 1.66 Kg.
704 |  | Say 1.70kg. or 0.017q
704 | 1003 | Mild steel round bar above 12 mm dia | quintal | 0.017 | 4400.00 | 74.80
704 |  | LABOUR
704 | 0103 | Blacksmith 2nd class | day | 0.04 | 679.00 | 27.16
704 | 0114 | Beldar | day | 0.04 | 558.00 | 22.32
704 | 9988 | Sundries (Carriage, fixing and painting etc.) | L.S. | 1.82 | 2.00 | 3.64
704 | TOTAL |  |  |  |  | 127.92 W
704 | Add 1 % Water charges on "W" |  |  |  |  | 1.28
704 | TOTAL |  |  |  |  | 129.20 X
704 |  | Add GST on "X" (multiplying factor
704 |  | 0.1405) 18.15
704 | TOTAL |  |  |  |  | 147.35 Y
704 | Add 15% CPOH on "Y" |  |  |  |  | 22.10
704 | TOTAL |  |  |  |  | 169.45 | Z
704 | Add Cess @ 1% on "Z" |  |  |  |  | 1.69
704 |  | Cost for 1 clamp 171.15
704 | Say |  |  |  |  | 171.15
704 | 10.18 | Providing and fixing circular/ Hexagonal cast iron or M.S. sheet box for ceiling fan clamp, of internal dia 140 mm, 73 mm height, top lid of 1.5 mm thick M.S. sheet with its top surface hacked for proper bonding, top lid shall be screwed into the cast iron/ M.S. sheet box by means of 3.3 mm dia round headed screws, one lock at the corners. Clamp shall be made of 12 mm dia M.S. bar bent to shape as per standard drawing. Details of cost of one box clamp MATERIAL
704 | 4012 | Circular C.I. Box for ceiling fan | each | 1.00 | 52.00 | 52.00
704 |  | 12mm dia. M.S. bar 80cm @
704 |  | 0.9kg/m = 0.72kg+
704 |  | Add wastage @ 5% = 0.036
704 |  | Total = 0.756 kg. Say 0.008 q
704 | 1002 | Mild steel round bar 12 mm dia and below | quintal | 0.008 | 4500.00 | 36.00
704 |  | LABOUR
704 | 0103 | Blacksmith 2nd class | day | 0.03 | 679.00 | 20.37
704 | 0114 | Beldar | day | 0.03 | 558.00 | 16.74
705 | 9988 | Sundries (Carriage, fixing and painting etc.) | L.S. | 1.82 | 2.00 | 3.64
705 | TOTAL |  |  |  |  | 128.75 W
705 | Add 1 % Water charges on "W" |  |  |  |  | 1.29
705 | TOTAL |  |  |  |  | 130.04 X
705 |  | Add GST on "X" (multiplying factor
705 |  | 0.1405) 18.27
705 | TOTAL |  |  |  |  | 148.31 Y
705 | Add 15% CPOH on "Y" |  |  |  |  | 22.25
705 | TOTAL |  |  |  |  | 170.55 | Z
705 | Add Cess @ 1% on "Z" |  |  |  |  | 1.71
705 |  | Cost for 1 box clamp 172.26
705 | Say |  |  |  |  | 172.25
705 | 10.19 | Providing and fixing mild steel round holding down bolts with nuts and washer plates complete. Details of cost for one bolt 16mm dia. and 1200mm long (0.024 quital) MATERIAL l .2m @ 1.58kg/m = 1.895 kg = 0.019q
705 | 1035 | Bolts and nuts above 300 mm in length | quintal | 0.019 | 5100.00 | 96.90
705 |  | Plate-100x100x6mm @ 47kg/sqm.
705 |  | Wt. = 0.47kg. = 0.005q
705 | 1010 | Mild steel plates | quintal | 0.005 | 4800.00 | 24.00
705 |  | LABOUR
705 | 0103 | Blacksmith 2nd class | day | 0.03 | 679.00 | 20.37
705 | 9988 | Carriage and labour for fixing | L.S. | 4.55 | 2.00 | 9.10
705 | TOTAL |  |  |  |  | 150.37 W
705 | Add 1 % Water charges on "W" |  |  |  |  | 1.50
705 | TOTAL |  |  |  |  | 151.87 X
705 |  | Add GST on "X" (multiplying factor
705 |  | 0.1405) 21.34
705 | TOTAL |  |  |  |  | 173.21 Y
705 | Add 15% CPOH on "Y" |  |  |  |  | 25.98
705 | TOTAL |  |  |  |  | 199.19 | Z
705 | Add Cess @ 1% on "Z" |  |  |  |  | 1.99
705 | Cost of 0.024q |  |  |  |  | 201.19
705 | Cost of 1 kg. |  |  |  |  | 83.83
705 | Say |  |  |  |  | 83.85
705 | 10.20 | Providing and fixing bolts including nuts and washers complete. Details of cost for 0.10q of nuts and washers MATERIAL
705 | 1034 | Bolts and nuts upto 300 mm in length | quintal | 0.10 | 4800.00 | 480.00
705 | 2205 | Carriage of Steel | tonne | 0.01 | 92.24 | 0.92
706 |  | LABOUR
706 | 0103 | Blacksmith 2nd class | day | 0.38 | 679.00 | 258.02
706 | 0114 | Beldar | day | 0.38 | 558.00 | 212.04
706 | 9999 | Sundries | L.S. | 4.55 | 2.00 | 9.10
706 | TOTAL |  |  |  |  | 960.08 W
706 | Add 1 % Water charges on "W" |  |  |  |  | 9.60
706 | TOTAL |  |  |  |  | 969.68 X
706 |  | Add GST on "X" (multiplying factor
706 |  | 0.1405) 136.24
706 | TOTAL |  |  |  |  | 1105.92 Y
706 | Add 15% CPOH on "Y" |  |  |  |  | 165.89
706 | TOTAL |  |  |  |  | 1271.81 | Z
706 | Add Cess @ 1% on "Z" |  |  |  |  | 12.72
706 | Cost of 0.10q |  |  |  |  | 1284.53
706 | Cost of 1 kg. |  |  |  |  | 128.45
706 | Say |  |  |  |  | 128.45
706 | 10.21 | Providing and fixing M.S. rivets of sizes in position. Details of cost for 0.10q of rivets MATERIAL
706 | 1020 | Mild steel rivets | quintal | 0.10 | 5000.00 | 500.00
706 | 2205 | Carriage of Steel | tonne | 0.01 | 92.24 | 0.92
706 |  | LABOUR
706 | 0116 | Fitter (grade 1) | day | 0.83 | 738.00 | 612.54
706 | 0139 | Skilled Beldar (for floor rubbing etc.) | day | 0.83 | 617.00 | 512.11
706 | 9999 | Sundries | L.S. | 10.79 | 2.00 | 21.58
706 | TOTAL |  |  |  |  | 1647.15 W
706 | Add 1 % Water charges on "W" |  |  |  |  | 16.47
706 | TOTAL |  |  |  |  | 1663.62 X
706 |  | Add GST on "X" (multiplying factor
706 |  | 0.1405) 233.74
706 | TOTAL |  |  |  |  | 1897.36 Y
706 | Add 15% CPOH on "Y" |  |  |  |  | 284.60
706 | TOTAL |  |  |  |  | 2181.97 | Z
706 | Add Cess @ 1% on "Z" |  |  |  |  | 21.82
706 | Cost of 0.10q |  |  |  |  | 2203.79
706 | Cost of 1 kg. |  |  |  |  | 220.38
706 | Say |  |  |  |  | 220.40
706 | 10.22 | Welding by gas or electric plant including transportation of plant at site etc. complete. Details of cost for one cm.
706 | 1214 | Welding by gas plant | cm | 1.00 | 2.00 | 2.00
706 |  | including transportation of welding plant
706 |  | at site etc. complete
707 | 9999 | Sundries | L.S. | 0.26 | 2.00 | 0.52
707 | TOTAL |  |  |  |  | 2.52 W
707 | Add 1 % Water charges on "W" |  |  |  |  | 0.03
707 | TOTAL |  |  |  |  | 2.55 X
707 |  | Add GST on "X" (multiplying factor
707 |  | 0.1405) 0.36
707 | TOTAL |  |  |  |  | 2.90 Y
707 | Add 15% CPOH on "Y" |  |  |  |  | 0.44
707 | TOTAL |  |  |  |  | 3.34 | Z
707 | Add Cess @ 1% on "Z" |  |  |  |  | 0.03
707 | Cost of 1cm. |  |  |  |  | 3.37
707 | Say |  |  |  |  | 3.35
707 | 10.25 | Steel work welded in built up sections/ framed work, including cutting, hoisting, fixing in position and applying a priming coat of approved steel primer using structural steel etc. as required.
707 | 10.25.1 | In stringers, treads, landings etc. of stair cases, including use of chequered plate wherever required, all complete Detail of cost for 5.331 kg Consider a flight of staircase of 2.8m height with tread and riser of 200mm & 0.60m wide. MATERIAL (i) Unequal angles as stringers- 75x50x6mm 4x12.69x5.6 = 284.25 Kg. Add wastage @ 5% = 14.21 Kg. Total = 298.46kg. Say 2.985q (ii) unequal angles at sides -50x30x5mm 2x14x0.2x3.00=16.8kg. Add wastage @ 5% = 0.84kg. Total = 17.64 kg. Say 0.176q Total = 3.161q
707 | 1007 | Structurals such as tees,angles channels and R.S. joists | quintal | 3.161 | 4600.00 | 14540.60
707 |  | (iii) plate for tread 8mm thick
707 |  | 14x7.5 = 105.00kg+
707 |  | Add wastage @ 5% = 5.25kg.
707 |  | Total = 110.25kg. Say 1.103q
707 | 1010 | Mild steel plates | quintal | 1.103 | 4800.00 | 5294.40
707 |  | (iv) G.I. pipe for rolling 40mm
707 |  | 2x12.69m = 25.38m+
707 |  | Add wastage @ 5% = 1.27m
707 |  | Total = 26.65m
707 | 1549 | G.I. pipes 40 mm dia | metre | 26.65 | 250.00 | 6662.50
707 |  | (v) M.S. round bars 16mm dia.
707 |  | 15x0.75x2x1.58 = 35.55kg.+
707 |  | Add wastage @ 5% = 1.78kg.
707 |  | Total = 37.33 Kg. Say 0.373q
708 | 1003 | Mild steel round bar above 12 mm dia | quintal | 0.373 | 4400.00 | 1641.20
708 | 2205 | Carriage of Steel | tonne | 0.4637 | 92.24 | 42.77
708 |  | (3.I61 + 1.103+0.373)=4.637q =
708 |  | 0.4637 tonne
708 | 2271 | Carriage of G.I. pipes below 100 mm dia | tonne | 0.0991 | 92.24 | 9.14
708 |  | approx. wt. 3.72x26.65=99.14kg =
708 |  | 0.0991q.
708 | 1215 | Welding by electric plant | cm | 2320.00 | 2.00 | 4640.00
708 |  | 23.20 m = 2320cm
708 |  | LABOUR
708 | 0102 | Blacksmith 1st class | day | 1.85 | 738.00 | 1365.30
708 | 0114 | Beldar | day | 1.25 | 558.00 | 697.50
708 | 0100 | Bandhani | day | 0.60 | 617.00 | 370.20
708 |  | Applying priming coat
708 |  | (i) steps 2.4x14 = 33.60sqm.+
708 |  | (ii) angles-4x12.69x0.25 = 12.69sqm.+
708 |  | (iii) Bars and other components =
708 |  | 2.00 sqm. (L.S.)
708 |  | Total = 48.29 sqm
708 | 13.50.3 | Rate as per item no 13.50.3 of SH : Finishing | sqm | 48.29 | 50.70 | 2448.30 A
708 | 9999 | Sundries | L.S. | 110.89 | 2.00 | 221.78
708 | TOTAL |  |  |  |  | 37933.70 W
708 | Add 1 % Water charges on "W-A" |  |  |  |  | 354.85
708 | TOTAL |  |  |  |  | 38288.55 X
708 |  | Add GST on "X-A" (multiplying factor
708 |  | 0.1405) 5035.55
708 | TOTAL |  |  |  |  | 43324.10 Y
708 | Add 15% CPOH on "Y-A" |  |  |  |  | 6131.37
708 | TOTAL |  |  |  |  | 49455.47 | Z
708 | Add Cess @ 1% on "Z-A" |  |  |  |  | 470.07
708 | Cost of 5.331 qunital |  |  |  |  | 49925.55
708 |  | Cost per kg. 93.65
708 | Say |  |  |  |  | 93.65
708 | 10.25.2 | In gratings, frames, guard bar, ladder, railings, brackets, gates and similar works Details of 1mx1m framed guard bar grating (0.218 quintal). MATERIAL (i) M.S. flat 50x6mm 2.4kg/per metre 5.75x2.40 = 13.8kg.+ Add wastage @ 5% = 0.69kg. Total = 14.49kg. Say 14.5 kg.
708 | 1008 | Flats upto 10 mm in thickness | quintal | 0.145 | 4500.00 | 652.50
708 |  | (ii) 12mm dia. bars @ 0.89 kg/m
708 |  | 9x1= 9metre @ 0.89kg/m = 8.01kg+
708 |  | Add wastage @ 5% = 0.40kg.
708 |  | Total = 8.41 kg. Say 0.084q
708 | 1002 | Mild steel round bar 12 mm dia and below | quintal | 0.084 | 4500.00 | 378.00
709 | 2205 | Carriage of Steel | tonne | 0.0229 | 92.24 | 2.11
709 | 1215 | Welding by electric plant 60 cm | cm | 60.00 | 2.00 | 120.00
709 |  | LABOUR
709 | 0102 | Blacksmith 1st class | day | 0.70 | 738.00 | 516.60
709 | 0114 | Beldar | day | 0.50 | 558.00 | 279.00
709 | 0100 | Bandhani | day | 0.25 | 617.00 | 154.25
709 |  | Applying priming coat 0.6 sqm.
709 | 13.50.3 | Rate as per item no 13.50.3 of SH : Finishing | sqm | 0.60 | 50.70 | 30.42 A
709 | 9999 | Sundries | L.S. | 4.55 | 2.00 | 9.10
709 | TOTAL |  |  |  |  | 2141.98 W
709 | Add 1 % Water charges on "W-A" |  |  |  |  | 21.12
709 | TOTAL |  |  |  |  | 2163.10 X
709 |  | Add GST on "X-A" (multiplying factor
709 |  | 0.1405) 299.64
709 | TOTAL |  |  |  |  | 2462.74 Y
709 | Add 15% CPOH on "Y-A" |  |  |  |  | 364.85
709 | TOTAL |  |  |  |  | 2827.59 Z
709 | Add Cess @ 1% on "Z-A" |  |  |  |  | 27.97
709 | Cost of 0.218 qunital |  |  |  |  | 2855.56
709 |  | Cost per kg 130.99
709 | Say |  |  |  |  | 131.00
709 | 10.26 | Providing and fixing hand rail of approved size by welding etc. to steel ladder railing, balcony railing, staircase railing and similar works, including applying priming coat of approved steel primer.
709 | 10.26.1 | M.S. tube Detail of cost for 19.49 kg Details of cost for hand rail of railing of two flights of staircase, length of hand rail = 5.40m MATERIAL M.S. tube 40mm nominal bore (medium) = 5.40m @ 3.6lkg/m= 19.49kg Add wastage @ 5% = 0.97 kg Total = 20.46 kg
709 | 4009 | Mild steel tubes hot finished welded type | kilogram | 20.46 | 57.00 | 1166.22
709 | 2205 | Carriage of Steel | tonne | 0.0205 | 92.24 | 1.89
709 |  | 20.46kg = 0.205q
709 |  | Priming coat 40mm dia.Tube
709 |  | 5.4x22/7x0.0483 = 0.82 sqm
709 | 13.50.3 | Rate as per item no 13.50.3 of SH : Finishing | sqm | 0.82 | 50.70 | 41.57 A
709 | 1215 | Welding by electric plant | cm | 72.00 | 2.00 | 144.00
709 |  | (joints of hand rail and ballustards)
709 |  | 18x4x1.00 = 72cm
709 |  | Labour for cutting assembling & erection
710 |  | LABOUR
710 | 0102 | Blacksmith 1st class | day | 0.24 | 738.00 | 177.12
710 | 0114 | Beldar | day | 0.90 | 558.00 | 502.20
710 | 0100 | Bandhani | day | 0.12 | 617.00 | 74.04
710 | 9999 | Sundries | L.S. | 12.48 | 2.00 | 24.96
710 | TOTAL |  |  |  |  | 2132.00 W
710 | Add 1 % Water charges on "W-A" |  |  |  |  | 20.90
710 | TOTAL |  |  |  |  | 2152.91 X
710 |  | Add GST on "X-A" (multiplying factor
710 |  | 0.1405) 296.64
710 | TOTAL |  |  |  |  | 2449.55 Y
710 | Add 15% CPOH on "Y-A" |  |  |  |  | 361.20
710 | TOTAL |  |  |  |  | 2810.75 Z
710 | Add Cess @ 1% on "Z-A" |  |  |  |  | 27.69
710 | Cost of 19.49 Kg. |  |  |  |  | 2838.44
710 |  | Cost per 1 kg. 145.64
710 | Say |  |  |  |  | 145.65
710 | 10.26.2 | E.R.W. tubes Detail of cost for 17.71 kg Details of cost for hand rail of railing of two flights of staircase, length of hand rail =5.40m MATERIAL E.R.W. tube 40mm nominal bore = 5.40m @ 3.28kg/m= 17.71kg Add wastage @ 5% = 0.88 kg Total = 18.59 kg
710 | 4011 | Mild steel tubes electric resistant or induction butt welded | kilogram | 18.59 | 47.00 | 873.73
710 | 2205 | Carriage of Steel | tonne | 0.0186 | 92.24 | 1.72
710 |  | 18.59kg = 0.0186q
710 |  | Priming coat 40mm dia.Tube
710 |  | 5.4x22/7x0.0483 = 0.82 sqm
710 | 13.50.3 | Rate as per item no 13.50.3 of SH : Finishing | sqm | 0.82 | 50.70 | 41.57 A
710 | 1215 | Welding by electric plant | cm | 72.00 | 2.00 | 144.00
710 |  | (joints of hand rail and ballustards)
710 |  | 18x4x1.00 = 72cm
710 |  | Labour for cutting assembling &
710 |  | erection
710 |  | LABOUR
710 | 0102 | Blacksmith 1st class | day | 0.24 | 738.00 | 177.12
710 | 0114 | Beldar | day | 0.90 | 558.00 | 502.20
710 | 0100 | Bandhani | day | 0.12 | 617.00 | 74.04
711 | 9999 | Sundries | L.S. | 12.48 | 2.00 | 24.96
711 | TOTAL |  |  |  |  | 1839.34 W
711 | Add 1 % Water charges on "W-A" |  |  |  |  | 17.98
711 | TOTAL |  |  |  |  | 1857.32 X
711 |  | Add GST on "X-A" (multiplying factor
711 |  | 0.1405) 255.11
711 | TOTAL |  |  |  |  | 2112.43 Y
711 | Add 15% CPOH on "Y-A" |  |  |  |  | 310.63
711 | TOTAL |  |  |  |  | 2423.06 Z
711 | Add Cess @ 1% on "Z-A" |  |  |  |  | 23.81
711 | Cost of 17.71 Kg. |  |  |  |  | 2446.87
711 |  | Cost per 1 kg. 138.16
711 | Say |  |  |  |  | 138.15
711 | 10.26.3 | G.I. pipes Details of cost for hand rail of railing of two flights of staircase, length of hand rail = 5.40m i.e. 20.09 kg MATERIAL G.I. pipe 40mm nominal bore = 5.40m Add wastage @ 5% = 0.27m Total = 5.67m
711 | 1549 | G.I. pipes 40 mm dia | metre | 5.67 | 250.00 | 1417.50
711 | 2271 | Carriage of G.I. pipes below 100 mm dia | tonne | 0.0211 | 92.24 | 1.95
711 |  | (5.67m @ 3.72 kg/m = 21.09kg)
711 |  | Priming coat 40mm dia.Tube
711 |  | 5.4x22/7x0.0483 = 0.82 sqm
711 | 13.50.3 | Rate as per item no 13.50.3 of SH : Finishing | sqm | 0.82 | 50.70 | 41.57 A
711 | 1215 | Welding by electric plant | cm | 72.00 | 2.00 | 144.00
711 |  | (joints of hand rail and ballustards)
711 |  | 18x4x1.00 = 72cm
711 |  | LABOUR
711 |  | Labour for cutting assembling & erection
711 | 0102 | Blacksmith 1st class | day | 0.24 | 738.00 | 177.12
711 | 0114 | Beldar | day | 0.90 | 558.00 | 502.20
711 | 0100 | Bandhani | day | 0.12 | 617.00 | 74.04
711 | 9999 | Sundries | L.S. | 12.48 | 2.00 | 24.96
711 | TOTAL |  |  |  |  | 2383.34 W
711 | Add 1 % Water charges on "W-A" |  |  |  |  | 23.42
711 | TOTAL |  |  |  |  | 2406.76 X
711 |  | Add GST on "X-A" (multiplying factor
711 |  | 0.1405) 332.31
711 | TOTAL |  |  |  |  | 2739.07 Y
711 | Add 15% CPOH on "Y-A" |  |  |  |  | 404.62
711 | TOTAL |  |  |  |  | 3143.69 Z
711 | Add Cess @ 1% on "Z-A" |  |  |  |  | 31.02
711 | Cost of 20.09 Kg. |  |  |  |  | 3174.71
711 |  | Cost per 1 kg. 158.02
711 | Say |  |  |  |  | 158.00
712 | 10.27 | Providing and fixing carbon steel galvanised ( minimum coating 5 micron) dash fastener of 10 mm dia double threaded 6.8 grade (yield strength 480 N/mm2), counter sunk head, comprising of 10 m dia polyamide PA 6 grade sleeve, including drilling of hole in frame , concrete/ masonry, etc. as per direction of Engineer-in-charge.
712 | 10.27.1 | 10 x 60 mm Details of cost for 10 nos. MATERIAL
712 | 2506 | Carben Steel galvanised dash fastner (min 5 micron) of 10 mm dia double threaded 6.8 grade counter sunk head screw comprising of 10 mm dia polyamide PA 6 grade sleave. Size 10mm x 60mm | 10 nos | 1.00 | 260.00 | 260.00
712 |  | LABOUR
712 | 0124 | Mason (brick layer) 2nd class | day | 0.40 | 679.00 | 271.60
712 | 0114 | Beldar | day | 0.40 | 558.00 | 223.20
712 | 9977 | Sundries for carriage of material | L.S. | 10.00 | 2.00 | 20.00
712 | TOTAL |  |  |  |  | 774.80 W
712 | Add 1 % Water charges on "W" |  |  |  |  | 7.75
712 | TOTAL |  |  |  |  | 782.55 X
712 |  | Add GST on "X" (multiplying factor
712 |  | 0.1405) 109.95
712 | TOTAL |  |  |  |  | 892.50 Y
712 | Add 15% CPOH on "Y" |  |  |  |  | 133.87
712 | TOTAL |  |  |  |  | 1026.37 | Z
712 | Add Cess @ 1% on "Z" |  |  |  |  | 10.26
712 | Cost of 10 Nos. |  |  |  |  | 1036.63
712 | Cost of 1 no |  |  |  |  | 103.66
712 | Say |  |  |  |  | 103.65
712 | 10.27.2 | 10 x 80 mm Details of cost for 10 nos. MATERIAL
712 | 2507 | Carben Steel galvanised dash fastner (min5 micron) of 10 mm dia double threaded 6.8 grade counter sunk head screw comprising of 10 mm dia polyamide PA 6 grade sleave. Size 10mm x 80mm | 10 nos | 1.00 | 300.00 | 300.00
712 |  | LABOUR
712 | 0124 | Mason (brick layer) 2nd class | day | 0.40 | 679.00 | 271.60
712 | 0114 | Beldar | day | 0.40 | 558.00 | 223.20
713 | 9977 | Sundries for carriage of material | L.S. | 10.00 | 2.00 | 20.00
713 | TOTAL |  |  |  |  | 814.80 W
713 | Add 1 % Water charges on "W" |  |  |  |  | 8.15
713 | TOTAL |  |  |  |  | 822.95 X
713 |  | Add GST on "X" (multiplying factor
713 |  | 0.1405) 115.62
713 | TOTAL |  |  |  |  | 938.57 Y
713 | Add 15% CPOH on "Y" |  |  |  |  | 140.79
713 | TOTAL |  |  |  |  | 1079.36 | Z
713 | Add Cess @ 1% on "Z" |  |  |  |  | 10.79
713 | Cost of 10 Nos. |  |  |  |  | 1090.15
713 | Cost of 1 no |  |  |  |  | 109.02
713 | Say |  |  |  |  | 109.00
713 | 10.27.3 | 10 x 120 mm Details of cost for 10 nos. MATERIAL
713 | 2508 | Carben Steel galvanised dash fastner (min 5 micron) of 10 mm dia double threaded 6.8 grade counter sunk head screw comprising of 10 mm dia polyamide PA 6 grade sleave. Size 10mm x 120mm | 10 nos | 1.00 | 365.00 | 365.00
713 |  | LABOUR
713 | 0124 | Mason (brick layer) 2nd class | day | 0.50 | 679.00 | 339.50
713 | 0114 | Beldar | day | 0.50 | 558.00 | 279.00
713 | 9977 | Sundries for carriage of material | L.S. | 10.00 | 2.00 | 20.00
713 | TOTAL |  |  |  |  | 1003.50 W
713 | Add 1 % Water charges on "W" |  |  |  |  | 10.04
713 | TOTAL |  |  |  |  | 1013.54 X
713 |  | Add GST on "X" (multiplying factor
713 |  | 0.1405) 142.40
713 | TOTAL |  |  |  |  | 1155.94 Y
713 | Add 15% CPOH on "Y" |  |  |  |  | 173.39
713 | TOTAL |  |  |  |  | 1329.33 | Z
713 | Add Cess @ 1% on "Z" |  |  |  |  | 13.29
713 | Cost of 10 Nos. |  |  |  |  | 1342.62
713 | Cost of 1 no |  |  |  |  | 134.26
713 | Say |  |  |  |  | 134.25
713 | 10.27.4 | 10 x 140 mm Details of cost for 10 nos. MATERIAL
713 | 2509 | Carben Steel galvanised dash fastner (min 5 micron) of 10 mm dia double threaded 6.8 grade counter sunk head
714 |  | screw comprising of 10 mm dia
714 |  | polyamide PA 6 grade sleave. Size
714 |  | 10mm x 140mm | 10 nos | 1.00 | 450.00 | 450.00
714 |  | LABOUR
714 | 0124 | Mason (brick layer) 2nd class | day | 0.50 | 679.00 | 339.50
714 | 0114 | Beldar | day | 0.50 | 558.00 | 279.00
714 | 9977 | Sundries for carriage of material | L.S. | 10.00 | 2.00 | 20.00
714 | TOTAL |  |  |  |  | 1088.50 W
714 | Add 1 % Water charges on "W" |  |  |  |  | 10.89
714 | TOTAL |  |  |  |  | 1099.39 X
714 |  | Add GST on "X" (multiplying factor
714 |  | 0.1405) 154.46
714 | TOTAL |  |  |  |  | 1253.85 Y
714 | Add 15% CPOH on "Y" |  |  |  |  | 188.08
714 | TOTAL |  |  |  |  | 1441.93 | Z
714 | Add Cess @ 1% on "Z" |  |  |  |  | 14.42
714 | Cost of 10 Nos. |  |  |  |  | 1456.35
714 | Cost of 1 no |  |  |  |  | 145.63
714 | Say |  |  |  |  | 145.65
714 | 10.27.5 | 10 x 160 mm Details of cost for 10 nos. MATERIAL
714 | 2510 | Carben Steel galvanised dash fastner (min 5 micron) of 10 mm dia double threaded 6.8 grade counter sunk head screw comprising of 10 mm dia polyamide PA 6 grade sleave. Size 10mm x 160mm | 10 nos | 1.00 | 575.00 | 575.00
714 |  | LABOUR
714 | 0124 | Mason (brick layer) 2nd class | day | 0.60 | 679.00 | 407.40
714 | 0114 | Beldar | day | 0.60 | 558.00 | 334.80
714 | 9977 | Sundries for Carriage of material | L.S. | 10.00 | 2.00 | 20.00
714 | TOTAL |  |  |  |  | 1337.20 W
714 | Add 1 % Water charges on "W" |  |  |  |  | 13.37
714 | TOTAL |  |  |  |  | 1350.57 X
714 |  | Add GST on "X" (multiplying factor
714 |  | 0.1405) 189.76
714 | TOTAL |  |  |  |  | 1540.33 Y
714 | Add 15% CPOH on "Y" |  |  |  |  | 231.05
714 | TOTAL |  |  |  |  | 1771.38 | Z
714 | Add Cess @ 1% on "Z" |  |  |  |  | 17.71
714 | Cost of 10 Nos. |  |  |  |  | 1789.09
714 | Cost of 1 no |  |  |  |  | 178.91
714 | Say |  |  |  |  | 178.90
715 | 10.28 | Providing and fixing stainless steel ( Grade 304) railing made of Hollow tubes, channels, plates etc., including welding, grinding, buffing, polishing and making curvature (wherever required) and fitting the same with necessary stainless steel nuts and bolts complete, i/c fixing the railing with necessary accessories & stainless steel dash fasteners , stainless steel bolts etc., of required size, on the top of the floor or the side of waist slab with suitable arrangement as per approval of Engineer-in-charge, (for payment purpose only weight of stainless steel members shall be considered excluding fixing accessories such as nuts, bolts, fasteners etc.). Details of cost for 2kg MATERIAL Qty= 2kg + Add wastage @ 5% = 0.10 Total = 2.1 kg
715 | 4001 | Stainless steel (Grade-304)hollow section round/square tubes | kg | 2.10 | 220.00 | 462.00
715 | 4002 | Stainless steel bolts/square bar and plates | kg | 1.00 | 115.00 | 115.00
715 |  | LABOUR
715 |  | for fabrication, assembling, errection,
715 |  | welding, curvaturing, grinding, buffling
715 |  | etc.
715 | 0102 | Blacksmith 1st class | day | 0.06 | 738.00 | 44.28
715 | 0114 | Beldar | day | 0.20 | 558.00 | 111.60
715 | 0100 | Bandhani | day | 0.02 | 617.00 | 12.34
715 | 9999 | Welding of stainless steel section | L.S. | 30.00 | 2.00 | 60.00
715 | 9999 | Curvaturing, grinding, finishing, buffing | L.S. | 20.00 | 2.00 | 40.00
715 | 9999 | Sundries for making good wall and floors | L.S. | 7.50 | 2.00 | 15.00
715 | TOTAL |  |  |  |  | 860.22 W
715 | Add 1 % Water charges on "W" |  |  |  |  | 8.60
715 | TOTAL |  |  |  |  | 868.82 X
715 |  | Add GST on "X" (multiplying factor
715 |  | 0.1405) 122.07
715 | TOTAL |  |  |  |  | 990.89 Y
715 | Add 15% CPOH on "Y" |  |  |  |  | 148.63
715 | TOTAL |  |  |  |  | 1139.53 | Z
715 | Add Cess @ 1% on "Z" |  |  |  |  | 11.40
715 | Cost of 2 kg |  |  |  |  | 1150.92
715 | Cost of 1 kg. |  |  |  |  | 575.46
715 | Say |  |  |  |  | 575.45
715 | 10.29 | Providing & fixing fly proof wire gauze to windows, clerestory windows & doors with M.S. Flat 15x3 mm and nuts & bolts complete.
715 | 10.29.1 | Galvanised M.S. Wire gauze with 0.63 mm dia wire and 1.4 mm aperture on both sides Details of cost for a window shutter 1.40x1.10=1.54 sqm
716 |  | MATERIAL
716 |  | Wire gauze 1.40x1.10=1.54 sqm
716 |  | Add wastage @ 10 %=0.15 sqm
716 |  | Total=1.69 sqm
716 | 7029 | Galvanised wire mesh of average width of aperture 1.4 mm and nominal dia. of wire 0.63 mm | sqm | 1.69 | 250.00 | 422.50
716 | 9977 | CARRIAGE | L.S. | 1.82 | 2.00 | 3.64
716 |  | M.S. Flat 15x3=2x(1.40+1.10)=
716 |  | 5.0 metre
716 |  | Add wastage @ 5%=0.25 m
716 |  | Total=5.25 m
716 |  | 5.25@0.35kg/m=1.84 kg
716 | 1008 | Flats upto 10 mm in thickness | quintal | 0.0184 | 4500.00 | 82.80
716 | 9977 | CARRIAGE | L.S. | 1.82 | 2.00 | 3.64
716 |  | LABOUR
716 | 0103 | Blacksmith 2nd class | day | 0.17 | 679.00 | 115.43
716 | 0112 | Carpenter 2nd class | day | 0.17 | 679.00 | 115.43
716 | 0114 | Beldar | day | 0.06 | 558.00 | 33.48
716 | 9999 | Sundries | L.S. | 19.76 | 2.00 | 39.52
716 | TOTAL |  |  |  |  | 816.44 W
716 | Add 1 % Water charges on "W" |  |  |  |  | 8.16
716 | TOTAL |  |  |  |  | 824.60 X
716 |  | Add GST on "X" (multiplying factor
716 |  | 0.1405) 115.86
716 | TOTAL |  |  |  |  | 940.46 Y
716 | Add 15% CPOH on "Y" |  |  |  |  | 141.07
716 | TOTAL |  |  |  |  | 1081.53 | Z
716 | Add Cess @ 1% on "Z" |  |  |  |  | 10.82
716 | Cost of 1.54 sqm. |  |  |  |  | 1092.35
716 | Cost of 1 sqm. |  |  |  |  | 709.32
716 | Say |  |  |  |  | 709.30
716 | 10.29.2 | Stainless steel (grade 304) wire gauze of 0.5 mm dia wire and 1.4 mm aperture on both sides Details of cost for a window shutter 1.40x1.10=1.54 sqm MATERIAL Wire gauze 1.40x1.10=1.54 sqm Add wastage @ 10 %=0.15 sqm Total=1.69 sqm
716 | 8737 | Stainless steel wire guage (Grade-304) aperture 1.4mm and 0.50 mm dia wire | sqm | 1.69 | 400.00 | 676.00
716 | 9977 | CARRIAGE | L.S. | 1.82 | 2.00 | 3.64
716 |  | M.S. Flat 15x3=2x(1.40+1.10)=
716 |  | 5.0 metre
716 |  | Add wastage @ 5%=0.25 m
716 |  | Total=5.25 m
716 |  | 5.25@0.35kg/m=1.84 kg
716 | 1008 | Flats upto 10 mm in thickness | quintal | 0.0184 | 4500.00 | 82.80
716 | 9977 | CARRIAGE | L.S. | 1.82 | 2.00 | 3.64
717 |  | LABOUR
717 | 0103 | Blacksmith 2nd class | day | 0.17 | 679.00 | 115.43
717 | 0112 | Carpenter 2nd class | day | 0.17 | 679.00 | 115.43
717 | 0114 | Beldar | day | 0.06 | 558.00 | 33.48
717 | 9999 | Sundries | L.S. | 19.76 | 2.00 | 39.52
717 | TOTAL |  |  |  |  | 1069.94 W
717 | Add 1 % Water charges on "W" |  |  |  |  | 10.70
717 | TOTAL |  |  |  |  | 1080.64 X
717 |  | Add GST on "X" (multiplying factor
717 |  | 0.1405) 151.83
717 | TOTAL |  |  |  |  | 1232.47 Y
717 | Add 15% CPOH on "Y" |  |  |  |  | 184.87
717 | TOTAL |  |  |  |  | 1417.34 | Z
717 | Add Cess @ 1% on "Z" |  |  |  |  | 14.17
717 | Cost of 1.54 sqm. |  |  |  |  | 1431.51
717 | Cost of 1 sqm. |  |  |  |  | 929.55
717 | Say |  |  |  |  | 929.55
717 | 10.30 | Providing & fixing glass panes with putty and glazing clips in steel doors, windows, clerestory windows, all complete with :
717 | 10.30.1 | 4.0 mm thick glass panes Details of cost for 10 glass panes (area of each pane = 0.10 sqm) MATERIAL Area of glass panes =1.00 sqm + Add wastage @ 10% = 0.10 Total =1.10 sqm
717 | 2406 | Float glass sheet of nominal thickness 4 mm (weight not less than 10kg/sqm). | sqm | 1.10 | 300.00 | 330.00
717 | 9977 | CARRIAGE | L.S. | 1.82 | 2.00 | 3.64
717 |  | LABOUR
717 | 0119 | Glazier | day | 0.13 | 679.00 | 88.27
717 | 9999 | Sundries, putty, glazing clips, scaffolding etc. | L.S. | 125.58 | 2.00 | 251.16
717 | TOTAL |  |  |  |  | 673.07 W
717 | Add 1 % Water charges on "W" |  |  |  |  | 6.73
717 | TOTAL |  |  |  |  | 679.80 X
717 |  | Add GST on "X" (multiplying factor
717 |  | 0.1405) 95.51
717 | TOTAL |  |  |  |  | 775.31 Y
717 | Add 15% CPOH on "Y" |  |  |  |  | 116.30
717 | TOTAL |  |  |  |  | 891.61 | Z
717 | Add Cess @ 1% on "Z" |  |  |  |  | 8.92
717 | Cost of 1.0 sqm |  |  |  |  | 900.53
717 | Say |  |  |  |  | 900.55
718 | 10.30.2 | 5.5 mm thick glass panes Details of cost for 10 glass panes (area of each pane = 0.10 sqm) MATERIAL Area of glass panes =1.00 sqm + Add wastage @ 10% = 0.10 Total =1.10 sqm
718 | 2407 | Float glass sheet of nominal thickness 5.5 mm.(weight not less than 13.50 kg/sqm). | sqm | 1.10 | 500.00 | 550.00
718 | 9977 | CARRIAGE | L.S. | 1.82 | 2.00 | 3.64
718 |  | LABOUR
718 | 0119 | Glazier | day | 0.13 | 679.00 | 88.27
718 | 9999 | Sundries, putty, glazing clips, scaffolding etc. | L.S. | 125.58 | 2.00 | 251.16
718 | TOTAL |  |  |  |  | 893.07 W
718 | Add 1 % Water charges on "W" |  |  |  |  | 8.93
718 | TOTAL |  |  |  |  | 902.00 X
718 |  | Add GST on "X" (multiplying factor
718 |  | 0.1405) 126.73
718 | TOTAL |  |  |  |  | 1028.73 Y
718 | Add 15% CPOH on "Y" |  |  |  |  | 154.31
718 | TOTAL |  |  |  |  | 1183.04 | Z
718 | Add Cess @ 1% on "Z" |  |  |  |  | 11.83
718 | Cost of 1.0 sqm |  |  |  |  | 1194.87
718 | Say |  |  |  |  | 1194.85
718 | 10.31 | Providing and fixing angle iron frames for doors, windows and ventilators of mild steel Angle sections of size 35x35x5 mm, joints mitred and welded by angle iron 35x35x5 mm or 35x 5 mm flat pieces to the existing T-iron frame or to the wall with dash fastener, including fixing of necessary butt hinges and screws and applying a priming coat of approved steel primer, all complete as per the direction of Engineer-In-charge. Details of cost for 17.50 kg MATERIAL Angle/Tee iron 40x40x6 mm= 2+2+1 = 5 m 5 Meters @3.5 Kg/m = 17.5 Kg+ Add Wastage @5% =0.87Kg.“Total = 18.37 Kg. Say 0.18 Quintal
718 | 1007 | Structural steel such as tees, angles, channels and R.S. Joists | quintal | 0.18 | 4600.00 | 828.00
718 | 1008 | M.S. Flats 3x5 mm for fixing frame 6x0.05= 0.3 Metre @1.18 Kg/m= 0.354 Kg Add wastage @5% = 0.018 Kg Total= 0.37Kg. Say 0.0037 Qunital | quintal | 0.0037 | 4500.00 | 16.65
719 | 1002 | M.S. Bars 10mm =1x1 m = 1Metre 1 Metre @0.60Kg/m =0.60Kg + Add wastage @5% = 0.03 Kg. Total =0.63 Kg, say 0.006 Quintal Mild steel round bars 10mm dia and below | quintal | 0.006 | 4500.00 | 27.00
719 | 9999 | For applying steel primer | L.S. | 17.94 | 2.00 | 35.88
719 | 9999 | Carriage of material | L.S. | 5.33 | 2.00 | 10.66
719 | 1215 | Welding by electric plant | cm | 16.00 | 2.00 | 32.00
719 |  | LABOUR
719 | 0103 | Blacksmith 2nd Class | day | 0.10 | 679.00 | 67.90
719 | 0116 | Fitter (Grade-I) | day | 0.15 | 738.00 | 110.70
719 | 0114 | Beldar | day | 0.20 | 558.00 | 111.60
719 | 9999 | Sundries | L.S. | 8.97 | 2.00 | 17.94
719 | TOTAL |  |  |  |  | 1258.33 W
719 | Add 1 % Water charges on "W" |  |  |  |  | 12.58
719 | TOTAL |  |  |  |  | 1270.91 X
719 |  | Add GST on "X" (multiplying factor
719 |  | 0.1405) 178.56
719 | TOTAL |  |  |  |  | 1449.48 Y
719 | Add 15% CPOH on "Y" |  |  |  |  | 217.42
719 | TOTAL |  |  |  |  | 1666.90 | Z
719 | Add Cess @ 1% on "Z" |  |  |  |  | 16.67
719 |  | Rate per kg 96.20
719 | Say |  |  |  |  | 96.20

## 11_Flooring
PDF Page | Code / Item No | Description / Specification | Unit | Quantity | Rate (Rs) | Amount (Rs) | Tag / Remarks
720 |  | FLOORING
720 | 711
722 | 11.1 | Brick on edge flooring with bricks of class designation 7.5 on a bed of 12 mm cement mortar, including filling the joints with same mortar, with common burnt clay non modular bricks:
722 | 11.1.1 | 1:4 (1 cement : 4 coarse sand) Details of cost for 10 sqm. MATERIAL
722 | 2602 | Common burnt clay F.P.S. (non modular) bricks class designation 7.5 | 1000 Nos | 0.565 | 4500.00 | 2542.50
722 | 2201 | Carriage of Bricks | 1000 Nos | 0.565 | 276.72 | 156.35
722 |  | Cement mortar 1 : 4 (1 cement :
722 |  | 4 coarse sand)
722 | 3.9 | Rate as per Item Number 3.9 of SH: Mortars | cum | 0.434 | 4010.35 | 1740.49
722 | 0367 | Portland Cement | tonne | 0.02 | 4940.00 | 98.80
722 | 2209 | Carriage of Cement | tonne | 0.02 | 92.24 | 1.84
722 |  | LABOUR
722 | 0124 | Mason (brick layer) 2nd class | day | 1.08 | 679.00 | 733.32
722 | 0114 | Beldar | day | 0.25 | 558.00 | 139.50
722 | 0115 | Coolie | day | 1.62 | 558.00 | 903.96
722 | 0101 | Bhisti | day | 0.27 | 617.00 | 166.59
722 | TOTAL |  |  |  |  | 6483.35 W
722 | Add 1 % Water charges on "W" |  |  |  |  | 64.83
722 | TOTAL |  |  |  |  | 6548.19 X
722 |  | Add GST on "X" (multiplying factor
722 |  | 0.1405) 920.02
722 | TOTAL |  |  |  |  | 7468.21 Y
722 | Add 15% CPOH on "Y" |  |  |  |  | 1120.23
722 | TOTAL |  |  |  |  | 8588.44 | Z
722 | Add Cess @ 1% on "Z" |  |  |  |  | 85.88
722 | Cost of 10 sqm. |  |  |  |  | 8674.32
722 | Cost of 1 sqm. |  |  |  |  | 867.43
722 | Say |  |  |  |  | 867.45
722 | 11.1.2 | 1:6 (1cement : 6 coarse sand) Details of cost for 10 sqm. MATERIAL
722 | 2602 | Common burnt clay F.P.S. (non modular) bricks class designation 7.5 | 1000 Nos | 0.565 | 4500.00 | 2542.50
722 | 2201 | Carriage of Bricks | 1000 Nos | 0.565 | 276.72 | 156.35
722 |  | Cement mortar 1 : 6 (1 cement :
722 |  | 6 coarse sand)
722 | 3.11 | Rate as per Item Number 3.11 of SH: Mortars | cum | 0.434 | 3356.15 | 1456.57
722 | 0367 | Portland Cement | tonne | 0.02 | 4940.00 | 98.80
722 | 2209 | Carriage of Cement | tonne | 0.02 | 92.24 | 1.84
722 |  | LABOUR
722 | 0124 | Mason (brick layer) 2nd class | day | 1.08 | 679.00 | 733.32
722 | 0114 | Beldar | day | 0.25 | 558.00 | 139.50
722 | 0115 | Coolie | day | 1.62 | 558.00 | 903.96
723 | 0101 | Bhisti | day | 0.27 | 617.00 | 166.59
723 | TOTAL |  |  |  |  | 6199.43 W
723 | Add 1 % Water charges on "W" |  |  |  |  | 61.99
723 | TOTAL |  |  |  |  | 6261.43 X
723 |  | Add GST on "X" (multiplying factor
723 |  | 0.1405) 879.73
723 | TOTAL |  |  |  |  | 7141.16 Y
723 | Add 15% CPOH on "Y" |  |  |  |  | 1071.17
723 | TOTAL |  |  |  |  | 8212.33 | Z
723 | Add Cess @ 1% on "Z" |  |  |  |  | 82.12
723 | Cost of 10 sqm. |  |  |  |  | 8294.45
723 | Cost of 1 sqm. |  |  |  |  | 829.45
723 | Say |  |  |  |  | 829.45
723 | 11.2 | Dry brick on edge flooring in required pattern with bricks of class designation 7.5 on a bed of 12 mm mud mortar, including filling joints with Jamuna sand, with common burnt clay non modular bricks. Details of cost for 10 sqm. MATERIAL
723 | 2602 | Common burnt clay F.P.S. (non modular) bricks class designation 7.5 | 1000 Nos | 0.645 | 4500.00 | 2902.50
723 | 2201 | Carriage of Bricks | 1000 Nos | 0.645 | 276.72 | 178.48
723 | 0983 | Fine sand (zone IV) | cum | 0.15 | 900.00 | 135.00
723 | 2261 | Carriage of Fine sand (1 part badarpur sand : 2 parts jamuna sand) | cum | 0.15 | 103.77 | 15.57
723 |  | Mud Mortar
723 | 3.18 | Rate as per Item Number 3.18 of SH: Mortars | cum | 0.15 | 737.00 | 110.55
723 |  | LABOUR
723 | 0124 | Mason (brick layer) 2nd class | day | 0.9 | 679.00 | 611.10
723 | 0115 | Coolie | day | 1.98 | 558.00 | 1104.84
723 | 0101 | Bhisti | day | 0.05 | 617.00 | 30.85
723 | TOTAL |  |  |  |  | 5088.89 W
723 | Add 1 % Water charges on "W" |  |  |  |  | 50.89
723 | TOTAL |  |  |  |  | 5139.78 X
723 |  | Add GST on "X" (multiplying factor
723 |  | 0.1405) 722.14
723 | TOTAL |  |  |  |  | 5861.92 Y
723 | Add 15% CPOH on "Y" |  |  |  |  | 879.29
723 | TOTAL |  |  |  |  | 6741.21 | Z
723 | Add Cess @ 1% on "Z" |  |  |  |  | 67.41
723 | Cost of 10 sqm. |  |  |  |  | 6808.62
723 | Cost of 1 sqm. |  |  |  |  | 680.86
723 | Say |  |  |  |  | 680.85
724 | 11.3 | Cement concrete flooring 1:2:4 (1 cement : 2 coarse sand : 4 graded stone aggregate) finished with a floating coat of neat cement, including cement slurry, but excluding the cost of nosing of steps etc. complete.
724 | 11.3.1 | 40 mm thick with 20 mm nominal size stone aggregate Details of cost for 10 sqm. MATERIAL
724 | 0295 | Stone Aggregate (Single size) : 20 mm nominal size | cum | 0.267 | 1350.00 | 360.45
724 | 0297 | Stone Aggregate (Single size) : 10 mm nominal size | cum | 0.089 | 1350.00 | 120.15
724 | 2202 | Carriage of Stone aggregate below 40 mm nominal size | cum | 0.356 | 103.77 | 36.94
724 | 0982 | Coarse sand (zone III) | cum | 0.178 | 1350.00 | 240.30
724 | 2203 | Carriage of Coarse sand | cum | 0.178 | 103.77 | 18.47
724 | 0367 | Portland Cement | tonne | 0.17 | 4940.00 | 839.80
724 | 2209 | Carriage of Cement | tonne | 0.17 | 92.24 | 15.68
724 |  | LABOUR
724 | 0124 | Mason (brick layer) 2nd class | day | 0.80 | 679.00 | 543.20
724 | 0114 | Beldar | day | 1.40 | 558.00 | 781.20
724 | 0101 | Bhisti | day | 1.04 | 617.00 | 641.68
724 | 0127 | Driver (for Road Roller, Concrete Mixer, Truck etc.) | day | 0.03 | 738.00 | 22.14
724 | 0002 | Hire charges of Concrete Mixer 0.25 to 0.40 cum with hooper | day | 0.03 | 800.00 | 24.00
724 | 9999 | Sundries | L.S. | 40.43 | 2.00 | 80.86
724 | TOTAL |  |  |  |  | 3724.87 W
724 | Add 1 % Water charges on "W" |  |  |  |  | 37.25
724 | TOTAL |  |  |  |  | 3762.12 X
724 |  | Add GST on "X" (multiplying factor
724 |  | 0.1405) 528.58
724 | TOTAL |  |  |  |  | 4290.70 Y
724 | Add 15% CPOH on "Y" |  |  |  |  | 643.61
724 | TOTAL |  |  |  |  | 4934.31 | Z
724 | Add Cess @ 1% on "Z" |  |  |  |  | 49.34
724 | Cost of 10 sqm. |  |  |  |  | 4983.65
724 | Cost of 1 sqm. |  |  |  |  | 498.36
724 | Say |  |  |  |  | 498.35
724 | 11.4 | 52 mm thick cement concrete flooring with concrete hardener topping, under layer 40 mm thick cement concrete 1:2:4 (1 cement : 2 coarse sand : 4 graded stone aggregate 20 mm nominal size) and top layer 12 mm thick cement hardener consisting of mix 1:2 (1 cement hardener mix : 2 graded stone aggregate 6 mm nominal size) by volume, hardening compound mixed @ 2 litre per 50 kg of cement or as per manufacturer's specifications. This includes cost of cement slurry, but excluding the cost of nosing of steps etc. complete. Details of cost for 10 sqm. MATERIAL
724 | 0295 | Stone Aggregate (Single size) : 20 mm nominal size | cum | 0.267 | 1350.00 | 360.45
725 | 0297 | Stone Aggregate (Single size) : 10 mm nominal size | cum | 0.089 | 1350.00 | 120.15
725 | 2202 | Carriage of Stone aggregate below 40 mm | cum | 0.356 | 103.77 | 36.94
725 | 0982 | Coarse sand (zone III) | cum | 0.178 | 1350.00 | 240.30
725 | 2203 | Carriage of Coarse sand | cum | 0.178 | 103.77 | 18.47
725 | 0298 | Stone Aggregate (Single size) : 06 mm nominal size | cum | 0.115 | 1400.00 | 161.00
725 | 2202 | Carriage of Stone aggregate below 40 mm nominal size | cum | 0.115 | 103.77 | 11.93
725 | 0367 | Portland Cement | tonne | 0.211 | 4940.00 | 1042.34
725 | 0367 | Portland Cement | tonne | 0.02 | 4940.00 | 98.80
725 | 2209 | Carriage of Cement | tonne | 0.231 | 92.24 | 21.31
725 | 7254 | Hardening compound | litre | 2.44 | 38.00 | 92.72
725 | 9977 | Carriage of hard crete | L.S. | 2.73 | 2.00 | 5.46
725 |  | LABOUR
725 | 0124 | Mason (brick layer) 2nd class | day | 2.15 | 679.00 | 1459.85
725 | 0114 | Beldar | day | 1.60 | 558.00 | 892.80
725 | 0115 | Coolie | day | 1.88 | 558.00 | 1049.04
725 | 0101 | Bhisti | day | 0.27 | 617.00 | 166.59
725 | 9999 | Sundries | L.S. | 53.82 | 2.00 | 107.64
725 | TOTAL |  |  |  |  | 5885.79 W
725 | Add 1 % Water charges on "W" |  |  |  |  | 58.86
725 | TOTAL |  |  |  |  | 5944.65 X
725 |  | Add GST on "X" (multiplying factor
725 |  | 0.1405) 835.22
725 | TOTAL |  |  |  |  | 6779.88 Y
725 | Add 15% CPOH on "Y" |  |  |  |  | 1016.98
725 | TOTAL |  |  |  |  | 7796.86 | Z
725 | Add Cess @ 1% on "Z" |  |  |  |  | 77.97
725 | Cost of 10 sqm. |  |  |  |  | 7874.83
725 | Cost of 1 sqm. |  |  |  |  | 787.48
725 | Say |  |  |  |  | 787.50
725 | 11.5 | 62 mm thick cement concrete flooring with concrete hardener topping, under layer 50 mm thick cement concrete 1:2:4 (1 cement : 2 coarse sand : 4 graded stone aggregate 20mm nominal size) and top layer 12mm thick cement hardener consisting of mix 1:2 (1 cement hardener mix : 2 graded stone aggregate, 6mm nominal size) by volume, hardening compound mixed @ 2 litre per 50 kg of cement or as per manufacture’s specifications. This includes cost of cement slurry, but excluding the cost of nosing of steps etc. complete. Details of cost for 10 sqm. MATERIAL
725 | 0295 | Stone Aggregate (Single size) : 20 mm nominal size | cum | 0.334 | 1350.00 | 450.90
725 | 0297 | Stone Aggregate (Single size) : 10 mm nominal size | cum | 0.111 | 1350.00 | 149.85
725 | 2202 | Carriage of Stone aggregate below 40 mm nominal size | cum | 0.445 | 103.77 | 46.18
726 | 0982 | Coarse sand (zone III) | cum | 0.222 | 1350.00 | 299.70
726 | 2203 | Carriage of Coarse sand | cum | 0.222 | 103.77 | 23.04
726 | 0298 | Stone Aggregate (Single size) : 06 mm nominal size | cum | 0.115 | 1400.00 | 161.00
726 | 2202 | Carriage of Stone aggregate below 40 mm nominal size | cum | 0.115 | 103.77 | 11.93
726 | 0367 | Portland Cement | tonne | 0.243 | 4940.00 | 1200.42
726 | 0367 | Portland Cement | tonne | 0.02 | 4940.00 | 98.80
726 | 2209 | Carriage of Cement | tonne | 0.263 | 92.24 | 24.26
726 | 7254 | Hardening compound | litre | 2.44 | 38.00 | 92.72
726 | 9977 | Carriage of Hardening compound | L.S. | 2.73 | 2.00 | 5.46
726 |  | LABOUR
726 | 0124 | Mason (brick layer) 2nd class | day | 2.15 | 679.00 | 1459.85
726 | 0114 | Beldar | day | 1.86 | 558.00 | 1037.88
726 | 0115 | Coolie | day | 1.88 | 558.00 | 1049.04
726 | 0101 | Bhisti | day | 0.27 | 617.00 | 166.59
726 | 9999 | Sundries | L.S. | 53.82 | 2.00 | 107.64
726 | TOTAL |  |  |  |  | 6385.26 W
726 | Add 1 % Water charges on "W" |  |  |  |  | 63.85
726 | TOTAL |  |  |  |  | 6449.11 X
726 |  | Add GST on "X" (multiplying factor
726 |  | 0.1405) 906.10
726 | TOTAL |  |  |  |  | 7355.21 Y
726 | Add 15% CPOH on "Y" |  |  |  |  | 1103.28
726 | TOTAL |  |  |  |  | 8458.49 | Z
726 | Add Cess @ 1% on "Z" |  |  |  |  | 84.58
726 | Cost of 10 sqm. |  |  |  |  | 8543.08
726 | Cost of 1 sqm. |  |  |  |  | 854.31
726 | Say |  |  |  |  | 854.30
726 | 11.6 | Cement plaster skirting up to 30 cm height, with cement mortar 1:3 (1 cement : 3 coarse sand), finished with a floating coat of neat cement.
726 | 11.6.1 | 18 mm thick Details of cost for 10 sqm. MATERIAL Cement mortar 1:3 = 0.205 cum+ Add for rounding corners = 0.030 cum = 0.235 cum. Cement mortar 1:3 (1 cement : 3 coarse sand)
726 | 3.8 | Rate as per Item Number 3.8 of SH: Mortars | cum | 0.235 | 4664.55 | 1096.17
726 | 0367 | Portland Cement | tonne | 0.02 | 4940.00 | 98.80
726 | 2209 | Carriage of Cement | tonne | 0.02 | 92.24 | 1.84
726 |  | LABOUR
726 | 0124 | Mason (brick layer) 2nd class | day | 1.88 | 679.00 | 1276.52
726 | 0115 | Coolie | day | 1.88 | 558.00 | 1049.04
726 | 0101 | Bhisti | day | 0.54 | 617.00 | 333.18
727 | 9999 | Sundries | L.S. | 19.76 | 2.00 | 39.52
727 | TOTAL |  |  |  |  | 3895.07 W
727 | Add 1 % Water charges on "W" |  |  |  |  | 38.95
727 | TOTAL |  |  |  |  | 3934.02 X
727 |  | Add GST on "X" (multiplying factor
727 |  | 0.1405) 552.73
727 | TOTAL |  |  |  |  | 4486.76 Y
727 | Add 15% CPOH on "Y" |  |  |  |  | 673.01
727 | TOTAL |  |  |  |  | 5159.77 | Z
727 | Add Cess @ 1% on "Z" |  |  |  |  | 51.60
727 | Cost of 10 sqm. |  |  |  |  | 5211.37
727 | Cost of 1 sqm. |  |  |  |  | 521.14
727 | Say |  |  |  |  | 521.15
727 | 11.7 | Cement concrete pavement with 1:2:4 (1 cement : 2 coarse sand : 4 graded stone aggregate 20 mm nominal size), including finishing complete. Details of cost for one cum. MATERIAL Cement concrete 1:2:4
727 | 4.1.3 | Rate as per item No.4.1.3 of S.H.Concrete Work | cum | 1.00 | 6788.60 | 6788.60 A
727 |  | Extra labour for laying in floors etc.
727 | 0124 | Mason (brick layer) 2nd class | day | 0.35 | 679.00 | 237.65
727 | 0114 | Beldar | day | 0.18 | 558.00 | 100.44
727 | 0101 | Bhisti | day | 0.05 | 617.00 | 30.85
727 | 9999 | Sundries | L.S. | 19.76 | 2.00 | 39.52
727 | TOTAL |  |  |  |  | 7197.06 W
727 | Add 1 % Water charges on "W-A" |  |  |  |  | 4.08
727 | TOTAL |  |  |  |  | 7201.14 X
727 |  | Add GST on "X-A" (multiplying factor
727 |  | 0.1405) 57.96
727 | TOTAL |  |  |  |  | 7259.11 Y
727 | Add 15% CPOH on "Y-A" |  |  |  |  | 70.58
727 | TOTAL |  |  |  |  | 7329.68 Z
727 | Add Cess @ 1% on "Z-A" |  |  |  |  | 5.41
727 | Cost of 1 Cum. |  |  |  |  | 7335.09
727 | Say |  |  |  |  | 7335.10
727 | 11.8 | Extra for making chequers of approved pattern on cement concrete floors, steps, landing, pavements etc. Details of cost for 10 sqm. LABOUR
727 | 0124 | Mason (brick layer) 2nd class | day | 0.36 | 679.00 | 244.44
727 | 0114 | Beldar | day | 0.36 | 558.00 | 200.88
728 | 9999 | Chequered plate etc. | L.S. | 13.52 | 2.00 | 27.04
728 | TOTAL |  |  |  |  | 472.36 W
728 | Add 1 % Water charges on "W" |  |  |  |  | 4.72
728 | TOTAL |  |  |  |  | 477.08 X
728 |  | Add GST on "X" (multiplying factor
728 |  | 0.1405) 67.03
728 | TOTAL |  |  |  |  | 544.11 Y
728 | Add 15% CPOH on "Y" |  |  |  |  | 81.62
728 | TOTAL |  |  |  |  | 625.73 | Z
728 | Add Cess @ 1% on "Z" |  |  |  |  | 6.26
728 | Cost of 10 sqm. |  |  |  |  | 631.99
728 | Cost of 1 sqm. |  |  |  |  | 63.20
728 | Say |  |  |  |  | 63.20
728 | 11.9 | 40 mm thick marble chips flooring rubbed and polished to granolithic finish, under layer 34 mm thick cement concrete 1:2:4 (1 cement : 2 coarse sand : 4 graded stone aggregate 12.5 mm nominal size) and top layer 6mm thick with white, black, chocolate, grey, yellow or green marble chips of sizes from 1 mm to 4 mm nominal size, laid in cement marble powder mix 3:1 (3 cement : 1 marble powder) by weight in proportion of 4:7 (4 cement marble powder mix : 7 marble chips) by volume, including cement slurry etc. complete :
728 | 11.9.1 | Dark shade pigment with ordinary cement Details of cost for 10 sqm. MATERIAL For under layer of 34mm thick
728 | 0296 | Stone Aggregate (Single size) : 12.5 mm nominal size | cum | 0.227 | 1350.00 | 306.45
728 | 0297 | Stone Aggregate (Single size) : 10 mm nominal size | cum | 0.076 | 1350.00 | 102.60
728 | 2202 | Carriage of Stone aggregate below 40 mm nominal size | cum | 0.303 | 103.77 | 31.44
728 | 0982 | Coarse sand (zone III) | cum | 0.151 | 1350.00 | 203.85
728 | 2203 | Carriage of Coarse sand | cum | 0.151 | 103.77 | 15.67
728 | 0367 | Portland Cement | tonne | 0.109 | 4940.00 | 538.46
728 | 0367 | Portland Cement | tonne | 0.02 | 4940.00 | 98.80
728 | 2209 | Carriage of Cement | tonne | 0.129 | 92.24 | 11.90
728 |  | for top layer 6mm thick
728 |  | White & black | quintal | 0.872 | 189.00 | 164.81
728 | 2268 | Carriage of Marble dust and marble chips | cum | 0.051 | 103.77 | 5.29
728 | 0367 | Portland Cement | tonne | 0.0405 | 4940.00 | 200.07
728 | 2209 | Carriage of Cement | tonne | 0.0405 | 92.24 | 3.74
728 | 0784 | Marble dust/ powder | cum | 0.007 | 1130.00 | 7.91
728 | 0874 | Black colour dark shade pigment | kilogram | 2.84 | 70.00 | 198.80
728 |  | 3.5kg/ 50kg of cement =
728 |  | 40.5x3.5/50=2.84kg
728 | 9977 | Carriage of pigment & marble powder etc. | L.S. | 3.64 | 2.00 | 7.28
729 |  | LABOUR
729 | 0124 | Mason (brick layer) 2nd class | day | 1.79 | 679.00 | 1215.41
729 | 0114 | Beldar | day | 1.99 | 558.00 | 1110.42
729 | 0101 | Bhisti | day | 1.04 | 617.00 | 641.68
729 | 0139 | Skilled Beldar (for floor rubbing etc.) | day | 1.00 | 617.00 | 617.00
729 | 0127 | Driver (for Road Roller, Concrete Mixer, Truck etc.) | day | 0.03 | 738.00 | 22.14
729 | 0002 | Hire charges of Concrete Mixer 0.25 to 0.40 cum with hooper | day | 0.03 | 800.00 | 24.00
729 | 0013 | Machine for rubbing of floors | day | 1.60 | 300.00 | 480.00
729 | 9999 | Sundries | L.S. | 161.46 | 2.00 | 322.92
729 | TOTAL |  |  |  |  | 6330.64 W
729 | Add 1 % Water charges on "W" |  |  |  |  | 63.31
729 | TOTAL |  |  |  |  | 6393.94 X
729 |  | Add GST on "X" (multiplying factor
729 |  | 0.1405) 898.35
729 | TOTAL |  |  |  |  | 7292.29 Y
729 | Add 15% CPOH on "Y" |  |  |  |  | 1093.84
729 | TOTAL |  |  |  |  | 8386.14 | Z
729 | Add Cess @ 1% on "Z" |  |  |  |  | 83.86
729 | Cost of 10 sqm |  |  |  |  | 8470.00
729 | Cost of 1 sqm |  |  |  |  | 847.00
729 | Say |  |  |  |  | 847.00
729 | 11.9.2 | Light shade pigment with white cement Details of cost for 10 sqm.
729 | 11.9.1 | Rate as per item no 11.9.1 of SH: Flooring | sqm | 10.00 | 847.00 | 8470.00 A
729 |  | Add difference of cost due to using
729 |  | light shade pigment instead of dark
729 |  | shade pigment
729 |  | Add for
729 | 0875 | Red, chocolate, orange, buff or yellow (red oxide of iron) light shade pigment | kilogram | 2.84 | 60.00 | 170.40
729 |  | Deduct for
729 | 0874 | Black colour dark shade pigment | kilogram | -2.84 | 70.00 | -198.80
729 |  | Addd difference of cost due to using
729 |  | white cement instead of grey cement
729 |  | Add for
729 | 0368 | White Cement | tonne | 0.0405 | 11200.00 | 453.60
729 |  | Deduct for
729 | 0367 | Portland Cement | tonne | -0.0405 | 4940.00 | -200.07
729 | TOTAL |  |  |  |  | 8695.13 W
729 | Add 1 % Water charges on "W-A" |  |  |  |  | 2.25
729 | TOTAL |  |  |  |  | 8697.38 X
729 |  | Add GST on "X-A" (multiplying factor
729 |  | 0.1405) 31.95
729 | TOTAL |  |  |  |  | 8729.33 Y
729 | Add 15% CPOH on "Y-A" |  |  |  |  | 38.90
729 | TOTAL |  |  |  |  | 8768.23 Z
729 | Add Cess @ 1% on "Z-A" |  |  |  |  | 2.98
729 | Cost of 10 sqm |  |  |  |  | 8771.21
729 | Cost of 1 sqm |  |  |  |  | 877.12
729 | Say |  |  |  |  | 877.10
730 | 11.9.3 | Medium shade pigment with 50% white cement and 50% ordinary cement Details of cost for 10 sqm.
730 | 11.9.1 | Rate as per item no 11.9.1 of SH: Flooring | sqm | 10.00 | 847.00 | 8470.00 A
730 |  | Add difference of cost due to using
730 |  | light shade pigment instead of dark
730 |  | shade pigment
730 |  | Add for
730 | 0876 | Green or blue medium shade pigment | kilogram | 2.84 | 56.00 | 159.04
730 |  | Deduct for
730 | 0874 | Black colour dark shade pigment | kilogram | -2.84 | 70.00 | -198.80
730 |  | Add difference of cost due to using
730 |  | white cement instead of grey cement
730 |  | Add for
730 | 0368 | White Cement | tonne | 0.0203 | 11200.00 | 227.36
730 |  | Deduct for
730 | 0367 | Portland Cement | tonne | -0.0203 | 4940.00 | -100.28
730 | TOTAL |  |  |  |  | 8557.32 W
730 | Add 1 % Water charges on "W-A" |  |  |  |  | 0.87
730 | TOTAL |  |  |  |  | 8558.19 X
730 |  | Add GST on "X-A" (multiplying factor
730 |  | 0.1405) 12.39
730 | TOTAL |  |  |  |  | 8570.58 Y
730 | Add 15% CPOH on "Y-A" |  |  |  |  | 15.09
730 | TOTAL |  |  |  |  | 8585.67 Z
730 | Add Cess @ 1% on "Z-A" |  |  |  |  | 1.16
730 | Cost of 10 sqm |  |  |  |  | 8586.83
730 | Cost of 1 sqm |  |  |  |  | 858.68
730 | Say |  |  |  |  | 858.70
730 | 11.9.4 | White cement without any pigment Details of cost for 10 sqm. MATERIAL For under layer of 34mm thick
730 | 0296 | Stone Aggregate (Single size) : 12.5 mm nominal size | cum | 0.227 | 1350.00 | 306.45
730 | 0297 | Stone Aggregate (Single size) : 10 mm nominal size | cum | 0.076 | 1350.00 | 102.60
730 | 2202 | Carriage of Stone aggregate below 40 mm nominal size | cum | 0.303 | 103.77 | 31.44
730 | 0982 | Coarse sand (zone III) | cum | 0.151 | 1350.00 | 203.85
730 | 2203 | Carriage of Coarse sand | cum | 0.151 | 103.77 | 15.67
730 | 0367 | Portland Cement | tonne | 0.109 | 4940.00 | 538.46
730 | 0367 | Portland Cement | tonne | 0.02 | 4940.00 | 98.80
730 | 2209 | Carriage of Cement | tonne | 0.129 | 92.24 | 11.90
730 |  | for top layer 6mm thick
730 |  | White & black | quintal | 0.958 | 189.00 | 181.06
730 | 2268 | Carriage of Marble dust and marble chips | cum | 0.056 | 103.77 | 5.81
730 | 0368 | White Cement | tonne | 0.0405 | 11200.00 | 453.60
731 | 2209 | Carriage of Cement | tonne | 0.0405 | 92.24 | 3.74
731 | 0784 | Marble dust/ powder | cum | 0.007 | 1130.00 | 7.91
731 |  | LABOUR
731 | 0124 | Mason (brick layer) 2nd class | day | 1.79 | 679.00 | 1215.41
731 | 0114 | Beldar | day | 1.99 | 558.00 | 1110.42
731 | 0101 | Bhisti | day | 1.04 | 617.00 | 641.68
731 | 0139 | Skilled Beldar (for floor rubbing etc.) | day | 1.00 | 617.00 | 617.00
731 | 0127 | Driver (for Road Roller, Concrete Mixer, Truck etc.) | day | 0.03 | 738.00 | 22.14
731 | 0002 | Hire charges of Concrete Mixer 0.25 to 0.40 cum with hooper | day | 0.03 | 800.00 | 24.00
731 | 0013 | Machine for rubbing of floors | day | 1.60 | 300.00 | 480.00
731 | 9999 | Sundries | L.S. | 161.46 | 2.00 | 322.92
731 | TOTAL |  |  |  |  | 6394.86 W
731 | Add 1 % Water charges on "W" |  |  |  |  | 63.95
731 | TOTAL |  |  |  |  | 6458.81 X
731 |  | Add GST on "X" (multiplying factor
731 |  | 0.1405) 907.46
731 | TOTAL |  |  |  |  | 7366.27 Y
731 | Add 15% CPOH on "Y" |  |  |  |  | 1104.94
731 | TOTAL |  |  |  |  | 8471.21 | Z
731 | Add Cess @ 1% on "Z" |  |  |  |  | 84.71
731 | Cost of 10 sqm |  |  |  |  | 8555.92
731 | Cost of 1 sqm |  |  |  |  | 855.59
731 | Say |  |  |  |  | 855.60
731 | 11.9.5 | Light shade pigment with ordinary cement Details of cost for 10 sqm.
731 | 11.9.1 | Rate as per item no 11.9.1 of SH: Flooring | sqm | 10.00 | 847.00 | 8470.00 A
731 |  | Add difference of cost due to using
731 |  | light shade pigment instead of dark
731 |  | shade pigment
731 |  | Add for
731 | 0875 | Red, chocolate, orange, buff or yellow (red oxide of iron) light shade pigment | kilogram | 2.84 | 60.00 | 170.40
731 |  | Deduct for
731 | 0874 | Black colour dark shade pigment | kilogram | -2.84 | 70.00 | -198.80
731 | TOTAL |  |  |  |  | 8441.60 W
731 | Add 1 % Water charges on "W-A" |  |  |  |  | -0.28
731 | TOTAL |  |  |  |  | 8441.32 X
731 |  | Add GST on "X-A" (multiplying factor
731 |  | 0.1405) -4.03
731 | TOTAL |  |  |  |  | 8437.29 Y
731 | Add 15% CPOH on "Y-A" |  |  |  |  | -4.91
731 | TOTAL |  |  |  |  | 8432.38 Z
731 | Add Cess @ 1% on "Z-A" |  |  |  |  | -0.38
731 | Cost of 10 sqm |  |  |  |  | 8432.00
731 | cost of 1 sqm |  |  |  |  | 843.20
731 | Say |  |  |  |  | 843.20
732 | 11.9.6 | Ordinary cement without any pigment Details of cost for 10 sqm.
732 | 11.9.1 | Rate as per item no 11.9.1 of SH: Flooring | sqm | 10.00 | 847.00 | 8470.00 A
732 |  | Less cost of dark shade pigment
732 |  | Deduct for
732 | 0874 | Black colour dark shade pigment | kilogram | -2.84 | 70.00 | -198.80
732 | 9999 | Deduct for carriage of pigment | L.S. | -7.38 | 2.00 | -14.76
732 | TOTAL |  |  |  |  | 8256.44 W
732 | Add 1 % Water charges on "W-A" |  |  |  |  | -2.14
732 | TOTAL |  |  |  |  | 8254.30 X
732 |  | Add GST on "X-A" (multiplying factor
732 |  | 0.1405) -30.31
732 | TOTAL |  |  |  |  | 8224.00 Y
732 | Add 15% CPOH on "Y-A" |  |  |  |  | -36.90
732 | TOTAL |  |  |  |  | 8187.10 Z
732 | Add Cess @ 1% on "Z-A" |  |  |  |  | -2.83
732 | Cost of 10 sqm |  |  |  |  | 8184.27
732 | cost of 1 sqm |  |  |  |  | 818.43
732 | Say |  |  |  |  | 818.45
732 | 11.10 | 40 mm thick marble chips flooring, rubbed and polished to granolithic finish, under layer 31 mm thick cement concrete 1:2:4 (1 cement : 2 coarse sand : 4 graded stone aggregate 12.5 mm nominal size) and top layer 9 mm thick with white, black, chocolate, grey, yellow or green marble chips of sizes from 4 mm to 7 mm nominal size, laid in cement marble powder mix 3:1 (3 cement : 1 marble powder) by weight in proportion of 4:7 (4 cement marble powder : 7 marble chips) by volume, including cement slurry etc. complete.
732 | 11.10.1 | Dark shade pigment with Ordinary cement Details of cost for 10 sqm MATERIAL For Under layer of 31 mm thick
732 | 0296 | Stone Aggregate (Single size) : 12.5 mm nominal size | cum | 0.21 | 1350.00 | 283.50
732 | 0297 | Stone Aggregate (Single size) : 10 mm nominal size | cum | 0.07 | 1350.00 | 94.50
732 | 2202 | Carriage of Stone aggregate below 40 mm nominal size | cum | 0.28 | 103.77 | 29.06
732 | 0982 | Coarse sand (zone III) | cum | 0.14 | 1350.00 | 189.00
732 | 2203 | Carriage of Coarse sand | cum | 0.14 | 103.77 | 14.53
732 | 0367 | Portland Cement | tonne | 0.1005 | 4940.00 | 496.47
732 | 0367 | Portland Cement | tonne | 0.02 | 4940.00 | 98.80
732 | 2209 | Carriage of Cement | tonne | 0.1205 | 92.24 | 11.11
732 |  | for top layer 9mm thick
732 | 0788 | Marble chips large size above 4 mm White & black | quintal | 1.40 | 250.00 | 350.00
732 | 2268 | Carriage of Marble dust and marble chips | cum | 0.082 | 103.77 | 8.51
732 | 0367 | Portland Cement | tonne | 0.0578 | 4940.00 | 285.53
733 | 2209 | Carriage of Cement | tonne | 0.0578 | 92.24 | 5.33
733 | 0784 | Marble dust/ powder | cum | 0.012 | 1130.00 | 13.56
733 | 0874 | Black colour dark shade pigment | kilogram | 4.05 | 70.00 | 283.50
733 |  | 3.5kg/ 50kg of cement =
733 |  | 57.80x3.5/50=4.05kg
733 | 9977 | Carriage of pigment & marble powder etc. | L.S. | 5.46 | 2.00 | 10.92
733 |  | LABOUR
733 | 0124 | Mason (brick layer) 2nd class | day | 1.79 | 679.00 | 1215.41
733 | 0114 | Beldar | day | 1.99 | 558.00 | 1110.42
733 | 0101 | Bhisti | day | 1.04 | 617.00 | 641.68
733 | 0139 | Skilled Beldar (for floor rubbing etc.) | day | 1.00 | 617.00 | 617.00
733 | 0127 | Driver (for Road Roller, Concrete Mixer, Truck etc.) | day | 0.03 | 738.00 | 22.14
733 | 0002 | Hire charges of Concrete Mixer 0.25 to 0.40 cum with hooper | day | 0.03 | 800.00 | 24.00
733 | 0013 | Machine for rubbing of floors | day | 1.60 | 300.00 | 480.00
733 | 9999 | Sundries | L.S. | 134.55 | 2.00 | 269.10
733 | TOTAL |  |  |  |  | 6554.07 W
733 | Add 1 % Water charges on "W" |  |  |  |  | 65.54
733 | TOTAL |  |  |  |  | 6619.61 X
733 |  | Add GST on "X" (multiplying factor
733 |  | 0.1405) 930.06
733 | TOTAL |  |  |  |  | 7549.67 Y
733 | Add 15% CPOH on "Y" |  |  |  |  | 1132.45
733 | TOTAL |  |  |  |  | 8682.12 | Z
733 | Add Cess @ 1% on "Z" |  |  |  |  | 86.82
733 | Cost of 10 sqm |  |  |  |  | 8768.94
733 | Cost of 1 sqm |  |  |  |  | 876.89
733 | Say |  |  |  |  | 876.90
733 | 11.10.2 | Light shade pigment with white cement Details of cost for 10 sqm
733 | 11.10.1 | Rate as per item no 11.10.1 of SH: Flooring | sqm | 10.00 | 876.90 | 8769.00 A
733 |  | Add difference of cost due to using
733 |  | light shade pigment instead of dark
733 |  | shade pigment
733 |  | Add for
733 | 0875 | Red, chocolate, orange, buff or yellow (red oxide of iron) light shade pigment | kilogram | 4.05 | 60.00 | 243.00
733 |  | Deduct for
733 | 0874 | Black colour dark shade pigment | kilogram | -4.05 | 70.00 | -283.50
733 |  | Add difference of cost due to using
733 |  | white cement instead of grey cement
733 |  | Add for
733 | 0368 | White Cement | tonne | 0.0578 | 11200.00 | 647.36
733 |  | Deduct for
734 | 0367 | Portland Cement | tonne | -0.0578 | 4940.00 | -285.53
734 | TOTAL |  |  |  |  | 9090.33 W
734 | Add 1 % Water charges on "W-A" |  |  |  |  | 3.21
734 | TOTAL |  |  |  |  | 9093.54 X
734 |  | Add GST on "X-A" (multiplying factor
734 |  | 0.1405) 45.60
734 | TOTAL |  |  |  |  | 9139.14 Y
734 | Add 15% CPOH on "Y-A" |  |  |  |  | 55.52
734 | TOTAL |  |  |  |  | 9194.66 Z
734 | Add Cess @ 1% on "Z-A" |  |  |  |  | 4.26
734 | Cost of 10 sqm |  |  |  |  | 9198.92
734 | Cost of 1 sqm |  |  |  |  | 919.89
734 | Say |  |  |  |  | 919.90
734 | 11.10.3 | Medium shade pigment with 50% white cement and 50% ordinary cement Details of cost for 10 sqm
734 | 11.10.1 | Rate as per item no 11.10.1 of SH: Flooring | sqm | 10.00 | 876.90 | 8769.00 A
734 |  | Add difference of cost due to using
734 |  | light shade pigment instead of dark
734 |  | shade pigment
734 |  | Add for
734 | 0876 | Green or blue medium shade pigment | kilogram | 4.05 | 56.00 | 226.80
734 |  | Deduct for
734 | 0874 | Black colour dark shade pigment | kilogram | -4.05 | 70.00 | -283.50
734 |  | Add difference of cost due to using
734 |  | white cement instead of grey cement
734 |  | Add for
734 | 0368 | White Cement | tonne | 0.0289 | 11200.00 | 323.68
734 |  | Deduct for
734 | 0367 | Portland Cement | tonne | -0.0289 | 4940.00 | -142.77
734 | TOTAL |  |  |  |  | 8893.21 W
734 | Add 1 % Water charges on "W-A" |  |  |  |  | 1.24
734 | TOTAL |  |  |  |  | 8894.46 X
734 |  | Add GST on "X-A" (multiplying factor
734 |  | 0.1405) 17.63
734 | TOTAL |  |  |  |  | 8912.08 Y
734 | Add 15% CPOH on "Y-A" |  |  |  |  | 21.46
734 | TOTAL |  |  |  |  | 8933.55 Z
734 | Add Cess @ 1% on "Z-A" |  |  |  |  | 1.65
734 | Cost of 10 sqm |  |  |  |  | 8935.19
734 | Cost of 1 sqm |  |  |  |  | 893.52
734 | Say |  |  |  |  | 893.50
735 | 11.10.4 | White cement without any pigment Details of cost for 10 sqm MATERIAL For Under layer of 31 mm thick
735 | 0296 | Stone Aggregate (Single size) : 12.5 mm nominal size | cum | 0.21 | 1350.00 | 283.50
735 | 0297 | Stone Aggregate (Single size) : 10 mm nominal size | cum | 0.07 | 1350.00 | 94.50
735 | 2202 | Carriage of Stone aggregate below 40 mm nominal size | cum | 0.28 | 103.77 | 29.06
735 | 0982 | Coarse sand (zone III) | cum | 0.14 | 1350.00 | 189.00
735 | 2203 | Carriage of Coarse sand | cum | 0.14 | 103.77 | 14.53
735 | 0367 | Portland Cement | tonne | 0.1005 | 4940.00 | 496.47
735 | 0367 | Portland Cement | tonne | 0.02 | 4940.00 | 98.80
735 | 2209 | Carriage of Cement | tonne | 0.1205 | 92.24 | 11.11
735 |  | for top layer 9mm thick
735 | 0788 | Marble chips large size above 4 mm White & black | quintal | 1.40 | 250.00 | 350.00
735 | 2268 | Carriage of Marble dust and marble chips | cum | 0.082 | 103.77 | 8.51
735 | 0368 | White Cement | tonne | 0.0578 | 11200.00 | 647.36
735 | 2209 | Carriage of Cement | tonne | 0.0578 | 92.24 | 5.33
735 | 0784 | Marble dust/ powder | cum | 0.012 | 1130.00 | 13.56
735 |  | LABOUR
735 | 0124 | Mason (brick layer) 2nd class | day | 1.79 | 679.00 | 1215.41
735 | 0114 | Beldar | day | 1.99 | 558.00 | 1110.42
735 | 0101 | Bhisti | day | 1.04 | 617.00 | 641.68
735 | 0139 | Skilled Beldar (for floor rubbing etc.) | day | 1.00 | 617.00 | 617.00
735 | 0127 | Driver (for Road Roller, Concrete Mixer, Truck etc.) | day | 0.03 | 738.00 | 22.14
735 | 0002 | Hire charges of Concrete Mixer 0.25 to 0.40 cum with hooper | day | 0.03 | 800.00 | 24.00
735 | 0013 | Machine for rubbing of floors | day | 1.60 | 300.00 | 480.00
735 | 9999 | Sundries | L.S. | 161.46 | 2.00 | 322.92
735 | TOTAL |  |  |  |  | 6675.30 W
735 | Add 1 % Water charges on "W" |  |  |  |  | 66.75
735 | TOTAL |  |  |  |  | 6742.05 X
735 |  | Add GST on "X" (multiplying factor
735 |  | 0.1405) 947.26
735 | TOTAL |  |  |  |  | 7689.31 Y
735 | Add 15% CPOH on "Y" |  |  |  |  | 1153.40
735 | TOTAL |  |  |  |  | 8842.71 | Z
735 | Add Cess @ 1% on "Z" |  |  |  |  | 88.43
735 | Cost of 10 sqm |  |  |  |  | 8931.13
735 | Cost of 1 sqm |  |  |  |  | 893.11
735 | Say |  |  |  |  | 893.10
735 | 11.10.5 | Light shade pigment with ordinary cement Details of cost for 10 sqm
735 | 11.10.1 | Rate as per item no 11.10.1 of SH: Flooring | sqm | 10.00 | 876.90 | 8769.00 A
736 |  | Add difference of cost due to using
736 |  | light shade pigment instead of dark
736 |  | shade pigment
736 |  | Add for
736 | 0875 | Red, chocolate, orange, buff or yellow (red oxide of iron) light shade pigment | kilogram | 2.84 | 60.00 | 170.40
736 |  | Deduct for
736 | 0874 | Black colour dark shade pigment | kilogram | -2.84 | 70.00 | -198.80
736 | TOTAL |  |  |  |  | 8740.60 W
736 | Add 1 % Water charges on "W-A" |  |  |  |  | -0.28
736 | TOTAL |  |  |  |  | 8740.32 X
736 |  | Add GST on "X-A" (multiplying factor
736 |  | 0.1405) -4.03
736 | TOTAL |  |  |  |  | 8736.29 Y
736 | Add 15% CPOH on "Y-A" |  |  |  |  | -4.91
736 | TOTAL |  |  |  |  | 8731.38 Z
736 | Add Cess @ 1% on "Z-A" |  |  |  |  | -0.38
736 | Cost of 10 sqm |  |  |  |  | 8731.00
736 | cost of 1 sqm |  |  |  |  | 873.10
736 | Say |  |  |  |  | 873.10
736 | 11.10.6 | Ordinary cement without any pigment Details of cost for 10 sqm MATERIAL For under layer 31 mm thick
736 | 0296 | Stone Aggregate (Single size) : 12.5 mm nominal size | cum | 0.21 | 1350.00 | 283.50
736 | 0297 | Stone Aggregate (Single size) : 10 mm nominal size | cum | 0.07 | 1350.00 | 94.50
736 | 2202 | Carriage of Stone aggregate below 40 mm nominal size | cum | 0.28 | 103.77 | 29.06
736 | 0982 | Coarse sand (zone III) | cum | 0.14 | 1350.00 | 189.00
736 | 2203 | Carriage of Coarse sand | cum | 0.14 | 103.77 | 14.53
736 | 0367 | Portland Cement | tonne | 0.1005 | 4940.00 | 496.47
736 | 0367 | Portland Cement | tonne | 0.02 | 4940.00 | 98.80
736 | 2209 | Carriage of Cement | tonne | 0.1205 | 92.24 | 11.11
736 |  | for top layer 9mm thick
736 | 0788 | Marble chips large size above 4 mm White & black | quintal | 1.40 | 250.00 | 350.00
736 | 2268 | Carriage of Marble dust and marble chips | cum | 0.082 | 103.77 | 8.51
736 | 0367 | Portland Cement | tonne | 0.0578 | 4940.00 | 285.53
736 | 2209 | Carriage of Cement | tonne | 0.0578 | 92.24 | 5.33
736 | 0784 | Marble dust/ powder | cum | 0.012 | 1130.00 | 13.56
736 |  | LABOUR
736 | 0124 | Mason (brick layer) 2nd class | day | 1.79 | 679.00 | 1215.41
736 | 0114 | Beldar | day | 1.99 | 558.00 | 1110.42
736 | 0101 | Bhisti | day | 1.04 | 617.00 | 641.68
736 | 0139 | Skilled Beldar (for floor rubbing etc.) | day | 1.00 | 617.00 | 617.00
736 | 0127 | Driver (for Road Roller, Concrete Mixer, Truck etc.) | day | 0.03 | 738.00 | 22.14
737 | 0002 | Hire charges of Concrete Mixer 0.25 to 0.40 cum with hooper | day | 0.03 | 800.00 | 24.00
737 | 0013 | Machine for rubbing of floors | day | 1.60 | 300.00 | 480.00
737 | 9999 | Sundries | L.S. | 134.55 | 2.00 | 269.10
737 | TOTAL |  |  |  |  | 6259.65 W
737 | Add 1 % Water charges on "W" |  |  |  |  | 62.60
737 | TOTAL |  |  |  |  | 6322.25 X
737 |  | Add GST on "X" (multiplying factor
737 |  | 0.1405) 888.28
737 | TOTAL |  |  |  |  | 7210.52 Y
737 | Add 15% CPOH on "Y" |  |  |  |  | 1081.58
737 | TOTAL |  |  |  |  | 8292.10 | Z
737 | Add Cess @ 1% on "Z" |  |  |  |  | 82.92
737 | Cost of 10 sqm |  |  |  |  | 8375.02
737 | Cost of 1 sqm |  |  |  |  | 837.50
737 | Say |  |  |  |  | 837.50
737 | 11.11 | 40 mm thick marble chips flooring, rubbed and polished to granolithic finish, under layer 28 mm thick cement concrete 1:2:4 (1 cement : 2 coarse sand : 4 graded stone aggregate 12.5 mm nominal size) and top layer 12 mm thick with white, black, chocolate, grey yellow or green marble chips of sizes from 7 mm to 10 mm nominal size, laid in cement marble powder mix 3:1 (3 cement : 1 marble powder) by weight in proportion of 2:3 (2 cement marble powder mix : 3 marble chips) by volume, including cement slurry etc. complete :
737 | 11.11.1 | Dark shade pigment with ordinary cement Details of cost for 10 sqm MATERIAL For under layer 28 mm thick
737 | 0296 | Stone Aggregate (Single size) : 12.5 mm nominal size | cum | 0.19 | 1350.00 | 256.50
737 | 0297 | Stone Aggregate (Single size) : 10 mm nominal size | cum | 0.06 | 1350.00 | 81.00
737 | 2202 | Carriage of Stone aggregate below 40 mm nominal size | cum | 0.25 | 103.77 | 25.94
737 | 0982 | Coarse sand (zone III) | cum | 0.125 | 1350.00 | 168.75
737 | 2203 | Carriage of Coarse sand | cum | 0.125 | 103.77 | 12.97
737 | 0367 | Portland Cement | tonne | 0.0897 | 4940.00 | 443.12
737 | 0367 | Portland Cement | tonne | 0.02 | 4940.00 | 98.80
737 | 2209 | Carriage of Cement | tonne | 0.1097 | 92.24 | 10.12
737 |  | For top layer 12mm thick
737 | 0788 | Marble chips large size above 4 mm White & black | quintal | 1.734 | 250.00 | 433.50
737 | 2268 | Carriage of Marble dust and marble chips | cum | 0.102 | 103.77 | 10.58
737 | 0367 | Portland Cement | tonne | 0.081 | 4940.00 | 400.14
737 | 2209 | Carriage of Cement | tonne | 0.081 | 92.24 | 7.47
737 | 0784 | Marble dust/ powder | cum | 0.017 | 1130.00 | 19.21
737 | 0874 | Black colour dark shade pigment | kilogram | 5.67 | 70.00 | 396.90
737 |  | @ 3.5kg/50kg of cement
737 |  | = 81x3.5/50=5.67kg
738 | 9977 | Carriage of pigment and marble powder etc. | L.S. | 6.24 | 2.00 | 12.48
738 |  | LABOUR
738 | 0124 | Mason (brick layer) 2nd class | day | 1.79 | 679.00 | 1215.41
738 | 0114 | Beldar | day | 1.99 | 558.00 | 1110.42
738 | 0101 | Bhisti | day | 1.04 | 617.00 | 641.68
738 | 0139 | Skilled Beldar (for floor rubbing etc.) | day | 1.00 | 617.00 | 617.00
738 | 0127 | Driver (for Road Roller, Concrete Mixer, Truck etc.) | day | 0.03 | 738.00 | 22.14
738 | 0002 | Hire charges of Concrete Mixer 0.25 to 0.40 cum with hooper | day | 0.03 | 800.00 | 24.00
738 | 0013 | Machine for rubbing of floors | day | 1.60 | 300.00 | 480.00
738 | 9999 | Sundries | L.S. | 156.13 | 2.00 | 312.26
738 | TOTAL |  |  |  |  | 6800.40 W
738 | Add 1 % Water charges on "W" |  |  |  |  | 68.00
738 | TOTAL |  |  |  |  | 6868.40 X
738 |  | Add GST on "X" (multiplying factor
738 |  | 0.1405) 965.01
738 | TOTAL |  |  |  |  | 7833.41 Y
738 | Add 15% CPOH on "Y" |  |  |  |  | 1175.01
738 | TOTAL |  |  |  |  | 9008.42 | Z
738 | Add Cess @ 1% on "Z" |  |  |  |  | 90.08
738 | Cost of 10 sqm. |  |  |  |  | 9098.51
738 | Cost of 1 sqm. |  |  |  |  | 909.85
738 | Say |  |  |  |  | 909.85
738 | 11.11.2 | Light shade pigment with white cement Details of cost for 10 sqm
738 | 11.11.1 | Rate as per Item Number 11.11.1 of SH: Flooring | sqm | 10.00 | 909.85 | 9098.50 A
738 |  | Add difference of cost due to using
738 |  | light shade pigment instead of dark
738 |  | shade pigment
738 | 0875 | Red, chocolate, orange, buff or yellow (red oxide of iron) light shade pigment | kilogram | 5.67 | 60.00 | 340.20
738 |  | Deduct
738 | 0874 | Black colour dark shade pigment | kilogram | -5.67 | 70.00 | -396.90
738 |  | Add Difference of cost due to using
738 |  | white cement instead of grey cement
738 |  | Add for
738 | 0368 | White Cement | tonne | 0.081 | 11200.00 | 907.20
738 |  | Deduct for
739 | 0367 | Portland Cement | tonne | -0.081 | 4940.00 | -400.14
739 | TOTAL |  |  |  |  | 9548.86 W
739 | Add 1 % Water charges on "W-A" |  |  |  |  | 4.50
739 | TOTAL |  |  |  |  | 9553.36 X
739 |  | Add GST on "X-A" (multiplying factor
739 |  | 0.1405) 63.91
739 | TOTAL |  |  |  |  | 9617.27 Y
739 | Add 15% CPOH on "Y-A" |  |  |  |  | 77.82
739 | TOTAL |  |  |  |  | 9695.09 Z
739 | Add Cess @ 1% on "Z-A" |  |  |  |  | 5.97
739 | Cost of 10 sqm. |  |  |  |  | 9701.05
739 | Cost of 1 sqm. |  |  |  |  | 970.11
739 | Say |  |  |  |  | 970.10
739 | 11.11.3 | Medium shade pigment with 50% white cement and 50% ordinary cement Details of cost for 10 sqm
739 | 11.11.1 | Rate as per Item Number 11.11.1 of SH: Flooring | sqm | 10.00 | 909.85 | 9098.50 A
739 |  | Add difference of cost due to using
739 |  | Medium shade pigment instead of dark
739 |  | shade pigment
739 |  | Add for
739 | 0876 | Green or blue medium shade pigment | kilogram | 5.67 | 56.00 | 317.52
739 |  | Deduct for
739 | 0874 | Black colour dark shade pigment | kilogram | -5.67 | 70.00 | -396.90
739 |  | Add Difference of cost due to using
739 |  | white cement instead of grey cement
739 |  | Add for
739 | 0368 | White Cement | tonne | 0.0405 | 11200.00 | 453.60
739 |  | Deduct for
739 | 0367 | Portland Cement | tonne | -0.0405 | 4940.00 | -200.07
739 | TOTAL |  |  |  |  | 9272.65 W
739 | Add 1 % Water charges on "W-A" |  |  |  |  | 1.74
739 | TOTAL |  |  |  |  | 9274.39 X
739 |  | Add GST on "X-A" (multiplying factor
739 |  | 0.1405) 24.71
739 | TOTAL |  |  |  |  | 9299.10 Y
739 | Add 15% CPOH on "Y-A" |  |  |  |  | 30.09
739 | TOTAL |  |  |  |  | 9329.19 Z
739 | Add Cess @ 1% on "Z-A" |  |  |  |  | 2.31
739 | Cost of 10 sqm. |  |  |  |  | 9331.50
739 | Cost of 1 sqm. |  |  |  |  | 933.15
739 | Say |  |  |  |  | 933.15
740 | 11.11.4 | White cement without any pigment Details of cost for 10 sqm MATERIAL For under layer 28 mm thick
740 | 0296 | Stone Aggregate (Single size) : 12.5 mm nominal size | cum | 0.19 | 1350.00 | 256.50
740 | 0297 | Stone Aggregate (Single size) : 10 mm nominal size | cum | 0.06 | 1350.00 | 81.00
740 | 2202 | Carriage of Stone aggregate below 40 mm nominal size | cum | 0.25 | 103.77 | 25.94
740 | 0982 | Coarse sand (zone III) | cum | 0.125 | 1350.00 | 168.75
740 | 2203 | Carriage of Coarse sand | cum | 0.125 | 103.77 | 12.97
740 | 0367 | Portland Cement | tonne | 0.0897 | 4940.00 | 443.12
740 | 0367 | Portland Cement | tonne | 0.02 | 4940.00 | 98.80
740 | 2209 | Carriage of Cement | tonne | 0.1097 | 92.24 | 10.12
740 |  | For Top layer 12 mm thick
740 | 0788 | Marble chips large size above 4 mm White & black | quintal | 1.916 | 250.00 | 479.00
740 | 2268 | Carriage of Marble dust and marble chips | cum | 0.1128 | 103.77 | 11.71
740 | 0368 | White Cement | tonne | 0.081 | 11200.00 | 907.20
740 | 2209 | Carriage of Cement | tonne | 0.081 | 92.24 | 7.47
740 | 0784 | Marble dust/ powder | cum | 0.017 | 1130.00 | 19.21
740 |  | LABOUR
740 | 0124 | Mason (brick layer) 2nd class | day | 1.79 | 679.00 | 1215.41
740 | 0114 | Beldar | day | 1.99 | 558.00 | 1110.42
740 | 0101 | Bhisti | day | 1.04 | 617.00 | 641.68
740 | 0139 | Skilled Beldar (for floor rubbing etc.) | day | 1.00 | 617.00 | 617.00
740 | 0127 | Driver (for Road Roller, Concrete Mixer, Truck etc.) | day | 0.03 | 738.00 | 22.14
740 | 0002 | Hire charges of Concrete Mixer 0.25 to 0.40 cum with hooper | day | 0.03 | 800.00 | 24.00
740 | 0013 | Machine for rubbing of floors | day | 1.60 | 300.00 | 480.00
740 | 9999 | Sundries | L.S. | 134.55 | 2.00 | 269.10
740 | TOTAL |  |  |  |  | 6901.54 W
740 | Add 1 % Water charges on "W" |  |  |  |  | 69.02
740 | TOTAL |  |  |  |  | 6970.55 X
740 |  | Add GST on "X" (multiplying factor
740 |  | 0.1405) 979.36
740 | TOTAL |  |  |  |  | 7949.92 Y
740 | Add 15% CPOH on "Y" |  |  |  |  | 1192.49
740 | TOTAL |  |  |  |  | 9142.40 | Z
740 | Add Cess @ 1% on "Z" |  |  |  |  | 91.42
740 | Cost of 10 sqm. |  |  |  |  | 9233.83
740 | Cost of 1 sqm. |  |  |  |  | 923.38
740 | Say |  |  |  |  | 923.40
741 | 11.11.5 | Light shade pigment with ordinary cement Details of cost for 10 sqm
741 | 11.11.1 | Rate as per Item Number 11.11.1 of SH:Flooring | sqm | 10.00 | 909.85 | 9098.50 A
741 |  | Add difference of cost due to using
741 |  | Light shade pigment instead of dark
741 |  | shade pigment
741 |  | Add for
741 | 0875 | Red, chocolate, orange, buff or yellow (red oxide of iron) light shade pigment | kilogram | 5.67 | 60.00 | 340.20
741 |  | Deduct for
741 | 0874 | Black colour dark shade pigment | kilogram | -5.67 | 70.00 | -396.90
741 | TOTAL |  |  |  |  | 9041.80 W
741 | Add 1 % Water charges on "W-A" |  |  |  |  | -0.57
741 | TOTAL |  |  |  |  | 9041.23 X
741 |  | Add GST on "X-A" (multiplying factor
741 |  | 0.1405) -8.05
741 | TOTAL |  |  |  |  | 9033.19 Y
741 | Add 15% CPOH on "Y-A" |  |  |  |  | -9.80
741 | TOTAL |  |  |  |  | 9023.39 Z
741 | Add Cess @ 1% on "Z-A" |  |  |  |  | -0.75
741 | Cost of 10 sqm. |  |  |  |  | 9022.64
741 | Cost of 1 sqm. |  |  |  |  | 902.26
741 | Say |  |  |  |  | 902.25
741 | 11.11.6 | Ordinary cement without any pigment Details of cost for 10 sqm MATERIAL For under layer 28 mm thick
741 | 0296 | Stone Aggregate (Single size) : 12.5 mm nominal size | cum | 0.19 | 1350.00 | 256.50
741 | 0297 | Stone Aggregate (Single size) : 10 mm nominal size | cum | 0.06 | 1350.00 | 81.00
741 | 2202 | Carriage of Stone aggregate below 40 mm nominal size | cum | 0.25 | 103.77 | 25.94
741 | 0982 | Coarse sand (zone III) | cum | 0.125 | 1350.00 | 168.75
741 | 2203 | Carriage of Coarse sand | cum | 0.125 | 103.77 | 12.97
741 | 0367 | Portland Cement | tonne | 0.0897 | 4940.00 | 443.12
741 | 0367 | Portland Cement | tonne | 0.02 | 4940.00 | 98.80
741 | 2209 | Carriage of Cement | tonne | 0.1097 | 92.24 | 10.12
741 |  | For Top layer 12mm thick
741 | 0788 | Marble chips large size above 4 mm White & black | quintal | 1.916 | 250.00 | 479.00
741 | 2268 | Carriage of Marble dust and marble chips | cum | 0.1128 | 103.77 | 11.71
741 | 0367 | Portland Cement | tonne | 0.081 | 4940.00 | 400.14
741 | 2209 | Carriage of Cement | tonne | 0.081 | 92.24 | 7.47
741 | 0784 | Marble dust/ powder | cum | 0.017 | 1130.00 | 19.21
742 |  | LABOUR
742 | 0124 | Mason (brick layer) 2nd class | day | 1.79 | 679.00 | 1215.41
742 | 0114 | Beldar | day | 1.99 | 558.00 | 1110.42
742 | 0101 | Bhisti | day | 1.04 | 617.00 | 641.68
742 | 0139 | Skilled Beldar (for floor rubbing etc.) | day | 1.00 | 617.00 | 617.00
742 | 0127 | Driver (for Road Roller, Concrete Mixer, Truck etc.) | day | 0.03 | 738.00 | 22.14
742 | 0002 | Hire charges of Concrete Mixer 0.25 to 0.40 cum with hooper | day | 0.03 | 800.00 | 24.00
742 | 0013 | Machine for rubbing of floors | day | 1.60 | 300.00 | 480.00
742 | 9999 | Sundries | L.S. | 134.55 | 2.00 | 269.10
742 | TOTAL |  |  |  |  | 6394.48 W
742 | Add 1 % Water charges on "W" |  |  |  |  | 63.94
742 | TOTAL |  |  |  |  | 6458.42 X
742 |  | Add GST on "X" (multiplying factor
742 |  | 0.1405) 907.41
742 | TOTAL |  |  |  |  | 7365.83 Y
742 | Add 15% CPOH on "Y" |  |  |  |  | 1104.87
742 | TOTAL |  |  |  |  | 8470.70 | Z
742 | Add Cess @ 1% on "Z" |  |  |  |  | 84.71
742 | Cost of 10 sqm. |  |  |  |  | 8555.41
742 | Cost of 1 sqm. |  |  |  |  | 855.54
742 | Say |  |  |  |  | 855.55
742 | 11.12 | Marble chips skirting up to 30 cm height, rubbed and polished to granolithic finish, top layer 6 mm thick with white, black, chocolate, grey, yellow or green marble chips of sizes from smallest to 4 mm nominal size, laid in cement marble powder mix 3:1 (3 cement : 1 marble powder) by weight in proportion of 4:7 (4 cement marble powder mix : 7 marble chips) by volume :
742 | 11.12.1 | 18 mm thick with under layer 12 mm thick in cement plaster 1:3 (1 cement : 3 coarse sand) :
742 | 11.12.1.1 | Dark shade pigment with ordinary cement Details of cost for 10 sqm MATERIAL For under layer of 12mm thick Cement mortar 1:3 (1 cement : 3 coarse sand) = 0.144 + Extra for rounding = 0.03 =0.174
742 | 3.8 | Rate as per Item Number 3.8 of SH: Mortars | cum | 0.174 | 4664.55 | 811.63
742 |  | Top layer 6mm thick
742 |  | White & black | quintal | 0.872 | 189.00 | 164.81
742 | 2268 | Carriage of Marble dust and marble chips | cum | 0.051 | 103.77 | 5.29
742 | 0367 | Portland Cement | tonne | 0.0405 | 4940.00 | 200.07
742 | 2209 | Carriage of Cement | tonne | 0.0405 | 92.24 | 3.74
743 | 0784 | Marble dust/ powder | cum | 0.007 | 1130.00 | 7.91
743 | 0874 | Black colour dark shade pigment | kilogram | 2.84 | 70.00 | 198.80
743 |  | @ 3.5kg/50kg of cement
743 |  | =40.5x3.5/50=2.84kg
743 | 9977 | Carriage of pigment & marble powder etc. | L.S. | 3.64 | 2.00 | 7.28
743 |  | LABOUR
743 | 0124 | Mason (brick layer) 2nd class | day | 3.00 | 679.00 | 2037.00
743 | 0114 | Beldar | day | 3.00 | 558.00 | 1674.00
743 | 0101 | Bhisti | day | 1.00 | 617.00 | 617.00
743 | 0139 | Skilled Beldar (for floor rubbing etc.) | day | 7.00 | 617.00 | 4319.00
743 | 9999 | Sundries | L.S. | 201.89 | 2.00 | 403.78
743 | TOTAL |  |  |  |  | 10450.31 W
743 | Add 1 % Water charges on "W" |  |  |  |  | 104.50
743 | TOTAL |  |  |  |  | 10554.81 X
743 |  | Add GST on "X" (multiplying factor
743 |  | 0.1405) 1482.95
743 | TOTAL |  |  |  |  | 12037.76 Y
743 | Add 15% CPOH on "Y" |  |  |  |  | 1805.66
743 | TOTAL |  |  |  |  | 13843.43 | Z
743 | Add Cess @ 1% on "Z" |  |  |  |  | 138.43
743 | Cost of 10 sqm. |  |  |  |  | 13981.86
743 | Cost of 1 sqm. |  |  |  |  | 1398.19
743 | Say |  |  |  |  | 1398.20
743 | 11.12.1.2 | Light shade pigment with white cement Details of cost for 10 sqm
743 | 11.12.1.1 | Rate as per Item Number 11.12.1.1 of SH: Flooring | sqm | 10.00 | 1398.20 | 13982.00 A
743 |  | Add difference of cost due to using
743 |  | light shade pigment instead of dark
743 |  | shade pigment
743 |  | Add for
743 | 0875 | Red, chocolate, orange, buff or yellow (red oxide of iron) light shade pigment | kilogram | 2.84 | 60.00 | 170.40
743 |  | Deduct for
743 | 0874 | Black colour dark shade pigment | kilogram | -2.84 | 70.00 | -198.80
743 |  | Add Difference of cost due to using
743 |  | white cement instead of grey cement
743 |  | Add for
743 | 0368 | White Cement | tonne | 0.0405 | 11200.00 | 453.60
743 |  | Deduct for
744 | 0367 | Portland Cement | tonne | -0.0405 | 4940.00 | -200.07
744 | TOTAL |  |  |  |  | 14207.13 W
744 | Add 1 % Water charges on "W-A" |  |  |  |  | 2.25
744 | TOTAL |  |  |  |  | 14209.38 X
744 |  | Add GST on "X-A" (multiplying factor
744 |  | 0.1405) 31.95
744 | TOTAL |  |  |  |  | 14241.33 Y
744 | Add 15% CPOH on "Y-A" |  |  |  |  | 38.90
744 | TOTAL |  |  |  |  | 14280.23 | Z
744 | Add Cess @ 1% on "Z-A" |  |  |  |  | 2.98
744 | Cost of 10 sqm. |  |  |  |  | 14283.21
744 | Cost of 1 sqm. |  |  |  |  | 1428.32
744 | Say |  |  |  |  | 1428.30
744 | 11.12.1.3 | Medium shade pigment with 50% white cement and 50% ordinary cement Details of cost for 10 sqm
744 | 11.12.1.1 | Rate as per Item Number 11.12.1.1 of SH:Flooring | sqm | 10.00 | 1398.20 | 13982.00 A
744 |  | Add difference of cost due to using
744 |  | medium shade pigment instead of dark
744 |  | shade pigment
744 |  | Add for
744 | 0876 | Green or blue medium shade pigment | kilogram | 2.84 | 56.00 | 159.04
744 |  | Deduct for
744 | 0874 | Black colour dark shade pigment | kilogram | -2.84 | 70.00 | -198.80
744 |  | Add Difference of cost due to using
744 |  | white cement instead of grey cement
744 |  | Add for
744 | 0368 | White Cement | tonne | 0.0203 | 11200.00 | 227.36
744 |  | Deduct for
744 | 0367 | Portland Cement | tonne | -0.0203 | 4940.00 | -100.28
744 | TOTAL |  |  |  |  | 14069.32 W
744 | Add 1 % Water charges on "W-A" |  |  |  |  | 0.87
744 | TOTAL |  |  |  |  | 14070.19 X
744 |  | Add GST on "X-A" (multiplying factor
744 |  | 0.1405) 12.39
744 | TOTAL |  |  |  |  | 14082.58 Y
744 | Add 15% CPOH on "Y-A" |  |  |  |  | 15.09
744 | TOTAL |  |  |  |  | 14097.67 | Z
744 | Add Cess @ 1% on "Z-A" |  |  |  |  | 1.16
744 | Cost of 10 sqm. |  |  |  |  | 14098.83
744 | Cost of 1 sqm. |  |  |  |  | 1409.88
744 | Say |  |  |  |  | 1409.90
745 | 11.12.1.4 | White cement without any pigment Details of cost for 10 sqm MATERIAL For under layer of 12mm thick Cement mortar 1:3 (1 cement : 3 coarse sand) = 0.144+ Extra for rounding = 0.03 Total =0.174
745 | 3.8 | Rate as per Item Number 3.8 of SH: Mortars | cum | 0.174 | 4664.55 | 811.63
745 |  | Top layer 6mm thick
745 |  | White & black | quintal | 0.958 | 189.00 | 181.06
745 | 2268 | Carriage of Marble dust and marble chips | cum | 0.056 | 103.77 | 5.81
745 | 0368 | White Cement | tonne | 0.0405 | 11200.00 | 453.60
745 | 2209 | Carriage of Cement | tonne | 0.0405 | 92.24 | 3.74
745 | 0784 | Marble dust/ powder | cum | 0.007 | 1130.00 | 7.91
745 |  | LABOUR
745 | 0124 | Mason (brick layer) 2nd class | day | 3.00 | 679.00 | 2037.00
745 | 0114 | Beldar | day | 3.00 | 558.00 | 1674.00
745 | 0101 | Bhisti | day | 1.00 | 617.00 | 617.00
745 | 0139 | Skilled Beldar (for floor rubbing etc.) | day | 7.00 | 617.00 | 4319.00
745 | 9999 | Sundries | L.S. | 201.89 | 2.00 | 403.78
745 | TOTAL |  |  |  |  | 10514.53 W
745 | Add 1 % Water charges on "W" |  |  |  |  | 105.15
745 | TOTAL |  |  |  |  | 10619.68 X
745 |  | Add GST on "X" (multiplying factor
745 |  | 0.1405) 1492.06
745 | TOTAL |  |  |  |  | 12111.74 Y
745 | Add 15% CPOH on "Y" |  |  |  |  | 1816.76
745 | TOTAL |  |  |  |  | 13928.50 | Z
745 | Add Cess @ 1% on "Z" |  |  |  |  | 139.29
745 | Cost of 10 sqm. |  |  |  |  | 14067.79
745 | Cost of 1 sqm. |  |  |  |  | 1406.78
745 | Say |  |  |  |  | 1406.80
745 | 11.12.1.5 | Light shade pigment with ordinary cement Details of cost for 10 sqm
745 | 11.12.1.1 | Rate as per Item Number 11.12.1.1 of SH: Flooring | sqm | 10.00 | 1398.20 | 13982.00 A
745 |  | Add difference of cost due to using
745 |  | Light shade pigment instead of dark
745 |  | shade pigment
745 |  | Add for
746 | 0875 | Red, chocolate, orange, buff or yellow (red oxide of iron) light shade pigment | kilogram | 2.84 | 60.00 | 170.40
746 |  | Deduct for
746 | 0874 | Black colour dark shade pigment | kilogram | -2.84 | 70.00 | -198.80
746 | TOTAL |  |  |  |  | 13953.60 W
746 | Add 1 % Water charges on "W-A" |  |  |  |  | -0.28
746 | TOTAL |  |  |  |  | 13953.32 X
746 |  | Add GST on "X-A" (multiplying factor
746 |  | 0.1405) -4.03
746 | TOTAL |  |  |  |  | 13949.29 Y
746 | Add 15% CPOH on "Y-A" |  |  |  |  | -4.91
746 | TOTAL |  |  |  |  | 13944.38 | Z
746 | Add Cess @ 1% on "Z-A" |  |  |  |  | -0.38
746 | Cost of 10 sqm. |  |  |  |  | 13944.00
746 | Cost of 1 sqm. |  |  |  |  | 1394.40
746 | Say |  |  |  |  | 1394.40
746 | 11.12.1.6 | Ordinary cement without any pigment Details of cost for 10 sqm
746 | 11.12.1.1 | Rate as per Item Number 11.12.1.1 of SH: Flooring | sqm | 10.00 | 1398.20 | 13982.00 A
746 |  | Less cost of dark shade pigment
746 |  | Deduct for
746 | 0874 | Black colour dark shade pigment | kilogram | -2.84 | 70.00 | -198.80
746 | 9999 | Deduct for Carriage of pigment | L.S. | -3.64 | 2.00 | -7.28
746 | 2268 | Marble dust and/or marble chips | cum | 0.007 | 103.77 | 0.73
746 | TOTAL |  |  |  |  | 13776.65 W
746 | Add 1 % Water charges on "W-A" |  |  |  |  | -2.05
746 | TOTAL |  |  |  |  | 13774.59 X
746 |  | Add GST on "X-A" (multiplying factor
746 |  | 0.1405) -29.14
746 | TOTAL |  |  |  |  | 13745.45 Y
746 | Add 15% CPOH on "Y-A" |  |  |  |  | -35.48
746 | TOTAL |  |  |  |  | 13709.97 | Z
746 | Add Cess @ 1% on "Z-A" |  |  |  |  | -2.72
746 | Cost of 10 sqm. |  |  |  |  | 13707.25
746 | Cost of 1 sqm. |  |  |  |  | 1370.72
746 | Say |  |  |  |  | 1370.70
747 | 11.13 | Providing and fixing glass strips in joints of terrazo/ cement concrete floors.
747 | 11.13.1 | 40 mm wide and 4 mm thick Details of cost for 10 metre length MATERIAL Glass strips = 10m Add 10% for wastage = 1m Total = 11m
747 | 1149 | Glass strip 4 mm thick40 mm deep | metre | 11.00 | 20.00 | 220.00
747 | 9977 | Carriage of glass | L.S. | 2.73 | 2.00 | 5.46
747 |  | LABOUR
747 | 0124 | Mason (brick layer) 2nd class | day | 0.25 | 679.00 | 169.75
747 | 0114 | Beldar | day | 0.25 | 558.00 | 139.50
747 | 9999 | Sundries | L.S. | 13.52 | 2.00 | 27.04
747 | TOTAL |  |  |  |  | 561.75 W
747 | Add 1 % Water charges on "W" |  |  |  |  | 5.62
747 | TOTAL |  |  |  |  | 567.37 X
747 |  | Add GST on "X" (multiplying factor
747 |  | 0.1405) 79.72
747 | TOTAL |  |  |  |  | 647.08 Y
747 | Add 15% CPOH on "Y" |  |  |  |  | 97.06
747 | TOTAL |  |  |  |  | 744.15 | Z
747 | Add Cess @ 1% on "Z" |  |  |  |  | 7.44
747 | Cost of 10 metre |  |  |  |  | 751.59
747 | Cost of 1 metre |  |  |  |  | 75.16
747 | Say |  |  |  |  | 75.15
747 | 11.14 | Extra for laying terrazo flooring on staircase treads not exceeding 30 cm in width, including cost of forming, nosing etc. Details of cost for 10 sqm. LABOUR
747 | 0124 | Mason (brick layer) 2nd class | day | 0.30 | 679.00 | 203.70
747 | 0114 | Beldar | day | 0.30 | 558.00 | 167.40
747 | 0115 | Coolie | day | 0.30 | 558.00 | 167.40
747 | TOTAL |  |  |  |  | 538.50 W
747 | Add 1 % Water charges on "W" |  |  |  |  | 5.39
747 | TOTAL |  |  |  |  | 543.89 X
747 |  | Add GST on "X" (multiplying factor
747 |  | 0.1405) 76.42
747 | TOTAL |  |  |  |  | 620.30 Y
747 | Add 15% CPOH on "Y" |  |  |  |  | 93.05
747 | TOTAL |  |  |  |  | 713.35 | Z
747 | Add Cess @ 1% on "Z" |  |  |  |  | 7.13
747 | Cost of 10 Sqm. |  |  |  |  | 720.48
747 | Cost of 1sqm. |  |  |  |  | 72.05
747 | Say |  |  |  |  | 72.05
748 | 11.15 | Crazy marble stone flooring, including filling the gaps with light shade pigment with white cement marble powder mixture (3 parts of white cement : 1 part of marble powder) by weight in proportion of 4:7 (4 cement marble powder mix : 7 white, black or white and black marble chips of sizes from 1 mm to 4 mm nominal size by volume), with under layer 25 mm thick cement concrete 1:2:4 (1 cement : 2 coarse sand : 4 graded stone aggregate 12.5 mm nominal size), including rubbing, polishing and cement slurry etc. complete :
748 | 11.15.1 | 18 mm thick crazy marble stone white, black or as specified Details of cost for 10 sqm. Under layer 25mm thick of cement concrete 1:2:4 -10x0.025=0.25 cum
748 | 11.7 | Rate as per Item Number 11.7 of SH: Flooring | cum | 0.25 | 7335.10 | 1833.78 A
748 |  | Cement slurry for subgrade and under
748 |  | large cement
748 | 0367 | Portland Cement | tonne | 0.04 | 4940.00 | 197.60
748 | 2209 | Carriage of Cement | tonne | 0.04 | 92.24 | 3.69
748 |  | Labour for applying cement slurry
748 |  | LABOUR
748 | 0114 | Beldar | day | 0.50 | 558.00 | 279.00
748 |  | Top layer with marble pieces and gap
748 |  | filling with marble powder mixture
748 |  | Marble pieces for crazy flooring
748 |  | (Assume 70% of marble stone are and
748 |  | 30% of joint filer/mixture 7sqmx0.02m
748 |  | = 0.14 cum 0.872x0.14/0.051 = 2.40q
748 | 2710 | White marble makrana second quality plain veined stone pieces for crazy flooring | quintal | 2.40 | 150.00 | 360.00
748 | 0368 | White Cement | tonne | 0.0405 | 11200.00 | 453.60
748 | 0784 | Marble dust/ powder | cum | 0.007 | 1130.00 | 7.91
748 | 0875 | Red, chocolate, orange, buff or yellow (red oxide of iron) light shade pigment | kilogram | 2.84 | 60.00 | 170.40
748 |  | @ 3.5kg/50kg of cement =
748 |  | 40.5x3.5/50=2.84kg
748 |  | White & black | quintal | 0.872 | 189.00 | 164.81
748 | 2268 | Carriage of Marble dust and marble chips | cum | 0.051 | 103.77 | 5.29
748 | 2209 | Carriage of Cement | tonne | 0.0405 | 92.24 | 3.74
748 | 9977 | Carriage of pigment & marble powder | L.S. | 3.64 | 2.00 | 7.28
748 | 2216 | Carriage of Stone blocks white & red sand stone & kota stone slab | tonne | 0.24 | 92.24 | 22.14
748 |  | Labour for finishing, polishing and fixing-
748 | 0123 | Mason (brick layer) 1st class | day | 1.20 | 738.00 | 885.60
748 | 0114 | Beldar | day | 1.00 | 558.00 | 558.00
748 | 0115 | Coolie | day | 1.00 | 558.00 | 558.00
748 | 0139 | Skilled Beldar (for floor rubbing etc.) | day | 5.00 | 617.00 | 3085.00
748 | 9999 | Sundries including carborandum etc. | L.S. | 134.55 | 2.00 | 269.10
748 | 0101 | Bhisti | day | 0.54 | 617.00 | 333.18
749 | 0013 | Machine for rubbing of floors | day | 4.00 | 300.00 | 1200.00
749 | TOTAL |  |  |  |  | 10398.11 W
749 | Add 1 % Water charges on "W-A" |  |  |  |  | 85.64
749 | TOTAL |  |  |  |  | 10483.75 X
749 |  | Add GST on "X-A" (multiplying factor
749 |  | 0.1405) 1215.32
749 | TOTAL |  |  |  |  | 11699.07 Y
749 | Add 15% CPOH on "Y-A" |  |  |  |  | 1479.79
749 | TOTAL |  |  |  |  | 13178.87 | Z
749 | Add Cess @ 1% on "Z-A" |  |  |  |  | 113.45
749 | Cost of 10 Sqm. |  |  |  |  | 13292.32
749 | Cost of 1sqm. |  |  |  |  | 1329.23
749 | Say |  |  |  |  | 1329.25
749 | 11.16 | Precast terrazo tiles 22 mm thick with graded marble chips of size upto 12 mm, laid in floors, and landings, jointed with neat cement slurry mixed with pigment to match the shade of the tiles, including rubbing and polishing complete, on 20 mm thick bed of cement mortar 1:4 (1 cement:4 coarse sand) :
749 | 11.16.1 | Light shade pigment using white cement Details of cost for 10 sqm. MATERIAL
749 | 1201 | Precast terrazo tiles 22 mm thick (light shade) including 10% wastage | sqm | 11.00 | 285.00 | 3135.00
749 | 9977 | Carriage of tiles | L.S. | 40.43 | 2.00 | 80.86
749 |  | Cement mortar 1 : 4 (1 cement :
749 |  | 4 coarse sand)
749 | 3.9 | Rate as per Item Number 3.9 of SH: Mortars | cum | 0.224 | 4010.35 | 898.32
749 | 0367 | Portland Cement | tonne | 0.044 | 4940.00 | 217.36
749 |  | Grey cement for slurry @ 4.4kg/sqm.
749 | 0368 | White Cement | tonne | 0.044 | 11200.00 | 492.80
749 |  | for grouting
749 | 2209 | Carriage of Cement | tonne | 0.088 | 92.24 | 8.12
749 | 0875 | Red, chocolate, orange, buff or yellow (red oxide of iron) light shade pigment | kilogram | 3.08 | 60.00 | 184.80
749 |  | LABOUR
749 | 0124 | Mason (brick layer) 2nd class | day | 1.60 | 679.00 | 1086.40
749 | 0115 | Coolie | day | 2.00 | 558.00 | 1116.00
749 | 0139 | Skilled Beldar (for floor rubbing etc.) | day | 1.00 | 617.00 | 617.00
749 | 0101 | Bhisti | day | 1.00 | 617.00 | 617.00
749 | 0013 | Machine for rubbing of floors | day | 1.60 | 300.00 | 480.00
749 | 9999 | Sundries including carborandum stone etc. | L.S. | 161.98 | 2.00 | 323.96
749 | TOTAL |  |  |  |  | 9257.62 W
749 | Add 1 % Water charges on "W" |  |  |  |  | 92.58
749 | TOTAL |  |  |  |  | 9350.19 X
749 |  | Add GST on "X" (multiplying factor
749 |  | 0.1405) 1313.70
749 | TOTAL |  |  |  |  | 10663.89 Y
749 | Add 15% CPOH on "Y" |  |  |  |  | 1599.58
749 | TOTAL |  |  |  |  | 12263.48 | Z
749 | Add Cess @ 1% on "Z" |  |  |  |  | 122.63
749 | Cost of 10 sqm. |  |  |  |  | 12386.11
749 | Cost of 1 sqm. |  |  |  |  | 1238.61
749 | Say |  |  |  |  | 1238.60
750 | 11.16.2 | Medium shade pigment using 50% white cement and 50% ordinary cement Details of cost for 10 sqm. MATERIAL
750 | 1202 | Precast terrazo tiles 22 mm thick (medium shade) including 10% wastage | sqm | 11.00 | 265.00 | 2915.00
750 | 9977 | Carriage of tiles | L.S. | 40.43 | 2.00 | 80.86
750 |  | Cement mortar 1 : 4 (1 cement :
750 |  | 4 coarse sand)
750 | 3.9 | Rate as per Item Number 3.9 of SH: Mortars | cum | 0.224 | 4010.35 | 898.32
750 |  | Grey cement
750 |  | (i) for slurry @ 4.4kg/sqm =44 kg.+
750 |  | (ii) 50% for grouting = 22kg.
750 |  | Total =66kg or 0.066 tonne
750 | 0367 | Portland Cement | tonne | 0.066 | 4940.00 | 326.04
750 |  | 50% white cement for grouting
750 | 0368 | White Cement | tonne | 0.022 | 11200.00 | 246.40
750 | 2209 | Carriage of Cement | tonne | 0.088 | 92.24 | 8.12
750 | 0876 | Green or blue medium shade pigment | kilogram | 3.08 | 56.00 | 172.48
750 |  | LABOUR
750 | 0124 | Mason (brick layer) 2nd class | day | 1.60 | 679.00 | 1086.40
750 | 0115 | Coolie | day | 2.00 | 558.00 | 1116.00
750 | 0139 | Skilled Beldar (for floor rubbing etc.) | day | 1.00 | 617.00 | 617.00
750 | 0101 | Bhisti | day | 1.00 | 617.00 | 617.00
750 | 0013 | Machine for rubbing of floors | day | 1.60 | 300.00 | 480.00
750 | 9999 | Sundries including carborandum stone etc. | L.S. | 161.98 | 2.00 | 323.96
750 | TOTAL |  |  |  |  | 8887.58 W
750 | Add 1 % Water charges on "W" |  |  |  |  | 88.88
750 | TOTAL |  |  |  |  | 8976.45 X
750 |  | Add GST on "X" (multiplying
750 |  | factor 0.1405) 1261.19
750 | TOTAL |  |  |  |  | 10237.64 Y
750 | Add 15% CPOH on "Y" |  |  |  |  | 1535.65
750 | TOTAL |  |  |  |  | 11773.29 | Z
750 | Add Cess @ 1% on "Z" |  |  |  |  | 117.73
750 | Cost of 10 sqm. |  |  |  |  | 11891.02
750 | Cost of 1 sqm. |  |  |  |  | 1189.10
750 | Say |  |  |  |  | 1189.10
750 | 11.16.3 | Dark shade pigment using ordinary cement Details of cost for 10 sqm. MATERIAL
750 | 1203 | Precast terrazo tiles 22 mm thick (dark shade) including 10% wastage | sqm | 11.00 | 245.00 | 2695.00
750 | 9977 | Carriage of tiles | L.S. | 40.43 | 2.00 | 80.86
750 |  | Cement mortar 1 : 4 (1 cement :
750 |  | 4 coarse sand)
750 | 3.9 | Rate as per Item Number 3.9 of SH: Mortars | cum | 0.224 | 4010.35 | 898.32
750 |  | Ordinary cement for
750 |  | (i) Cement slurry @ 4.4kg/sqm = 44kg+
750 |  | (ii) Grouting = 44 kg.
750 |  | Total = 88kg or 0.088 tonne
750 | 0367 | Portland Cement | tonne | 0.088 | 4940.00 | 434.72
751 | 2209 | Carriage of Cement | tonne | 0.088 | 92.24 | 8.12
751 | 0874 | Black colour dark shade pigment | kilogram | 3.08 | 70.00 | 215.60
751 |  | LABOUR
751 | 0124 | Mason (brick layer) 2nd class | day | 1.60 | 679.00 | 1086.40
751 | 0115 | Coolie | day | 2.00 | 558.00 | 1116.00
751 | 0139 | Skilled Beldar (for floor rubbing etc.) | day | 1.00 | 617.00 | 617.00
751 | 0101 | Bhisti | day | 1.00 | 617.00 | 617.00
751 | 0013 | Machine for rubbing of floors | day | 1.60 | 300.00 | 480.00
751 | 9999 | Sundries including carborandum stone etc. | L.S. | 161.98 | 2.00 | 323.96
751 | TOTAL |  |  |  |  | 8572.98 W
751 | Add 1 % Water charges on "W" |  |  |  |  | 85.73
751 | TOTAL |  |  |  |  | 8658.71 X
751 |  | Add GST on "X" (multiplying factor
751 |  | 0.1405) 1216.55
751 | TOTAL |  |  |  |  | 9875.25 Y
751 | Add 15% CPOH on "Y" |  |  |  |  | 1481.29
751 | TOTAL |  |  |  |  | 11356.54 | Z
751 | Add Cess @ 1% on "Z" |  |  |  |  | 113.57
751 | Cost of 10 sqm. |  |  |  |  | 11470.11
751 | Cost of 1 sqm. |  |  |  |  | 1147.01
751 | Say |  |  |  |  | 1147.00
751 | 11.16.4 | Ordinary cement without any pigment Details of cost for 10 sqm. MATERIAL
751 | 1203 | Precast terrazo tiles 22 mm thick (dark shade) including 10% wastage | sqm | 11.00 | 245.00 | 2695.00
751 | 9977 | Carriage of tiles | L.S. | 40.43 | 2.00 | 80.86
751 |  | Cement mortar 1 : 4 (1 cement :
751 |  | 4 coarse sand)
751 | 3.9 | Rate as per Item Number 3.9 of SH: Mortars | cum | 0.224 | 4010.35 | 898.32
751 |  | Ordinary cement for
751 |  | (i) Cement slurry @ 4.4kg/sqm = 44kg+
751 |  | (ii) Grouting = 44 kg.
751 |  | Total = 88kg or 0.088 tonne
751 | 0367 | Portland Cement | tonne | 0.088 | 4940.00 | 434.72
751 | 2209 | Carriage of Cement | tonne | 0.088 | 92.24 | 8.12
751 | 0874 | Black colour dark shade pigment | kilogram | 3.08 | 70.00 | 215.60
751 |  | LABOUR
751 | 0124 | Mason (brick layer) 2nd class | day | 1.60 | 679.00 | 1086.40
751 | 0115 | Coolie | day | 2.00 | 558.00 | 1116.00
751 | 0139 | Skilled Beldar (for floor rubbing etc.) | day | 1.00 | 617.00 | 617.00
751 | 0101 | Bhisti | day | 1.00 | 617.00 | 617.00
751 | 0013 | Machine for rubbing of floors | day | 1.60 | 300.00 | 480.00
751 | 9999 | Sundries including carborandum stone etc. | L.S. | 161.98 | 2.00 | 323.96
751 |  | Less for dark shade pigment [3.08 +
751 |  | 2.84 = 5.92 (for tiles)
752 | 0874 | Black colour dark shade pigment | kilogram | -5.92 | 70.00 | -414.40
752 | TOTAL |  |  |  |  | 8158.58 W
752 | Add 1 % Water charges on "W" |  |  |  |  | 81.59
752 | TOTAL |  |  |  |  | 8240.16 X
752 |  | Add GST on "X" (multiplying factor
752 |  | 0.1405) 1157.74
752 | TOTAL |  |  |  |  | 9397.90 Y
752 | Add 15% CPOH on "Y" |  |  |  |  | 1409.69
752 | TOTAL |  |  |  |  | 10807.59 | Z
752 | Add Cess @ 1% on "Z" |  |  |  |  | 108.08
752 | Cost of 10 sqm. |  |  |  |  | 10915.67
752 | Cost of 1 sqm. |  |  |  |  | 1091.57
752 | Say |  |  |  |  | 1091.55
752 | 11.17 | Extra if terrazo tiles are laid in treads of steps not exceeding 30 cm in width. Details of cost for 10 sqm. LABOUR
752 | 0124 | Mason (brick layer) 2nd class | day | 0.22 | 679.00 | 149.38
752 | 0115 | Coolie | day | 0.22 | 558.00 | 122.76
752 | 0139 | Skilled Beldar (for floor rubbing etc.) | day | 0.65 | 617.00 | 401.05
752 | TOTAL |  |  |  |  | 673.19 W
752 | Add 1 % Water charges on "W" |  |  |  |  | 6.73
752 | TOTAL |  |  |  |  | 679.92 X
752 |  | Add GST on "X" (multiplying factor
752 |  | 0.1405) 95.53
752 | TOTAL |  |  |  |  | 775.45 Y
752 | Add 15% CPOH on "Y" |  |  |  |  | 116.32
752 | TOTAL |  |  |  |  | 891.77 | Z
752 | Add Cess @ 1% on "Z" |  |  |  |  | 8.92
752 | Cost of 10 sqm. |  |  |  |  | 900.69
752 | Cost of 1 sqm. |  |  |  |  | 90.07
752 | Say |  |  |  |  | 90.05
752 | 11.18 | Precast terrazo tiles 22 mm thick with graded marble chips of sizes upto 12 mm, in skirting and risers of steps not exceeding 30 cm in height, on 12 mm thick cement plaster 1:3 (1 cement : 3 coarse sand), jointed with neat cement slurry mixed with pigment to match the shade of the tiles, including rubbing and polishing complete with tiles of :
752 | 11.18.1 | Light shade pigment using white cement Details of cost for 10 sqm. MATERIAL
752 | 1201 | Precast terrazo tiles 22 mm thick (light shade) including 10% wastage | sqm | 11.00 | 285.00 | 3135.00
752 | 9977 | Carriage of tiles | L.S. | 40.43 | 2.00 | 80.86
752 |  | Cement mortar 1:3 (1 cement :
752 |  | 3 coarse sand)
753 | 3.8 | Rate as per Item Number 3.8 of SH: Mortars | cum | 0.144 | 4664.55 | 671.70
753 | 0368 | White Cement | tonne | 0.066 | 11200.00 | 739.20
753 |  | For slurry
753 |  | For buttering tiles bed sides =44 kg. +
753 |  | For grouting =22 kg.
753 |  | Total = 66 kg
753 | 2209 | Carriage of Cement | tonne | 0.066 | 92.24 | 6.09
753 | 0875 | Red, chocolate, orange, buff or yellow (red oxide of iron) light shade pigment | kilogram | 4.62 | 60.00 | 277.20
753 |  | 66x3.5/50 = 4.62
753 |  | LABOUR
753 | 0124 | Mason (brick layer) 2nd class | day | 3.25 | 679.00 | 2206.75
753 | 0115 | Coolie | day | 3.25 | 558.00 | 1813.50
753 | 0139 | Skilled Beldar (for floor rubbing etc.) | day | 7.6 | 617.00 | 4689.20
753 | 9999 | Sundries including carborandum stone and polishing powder etc. | L.S. | 161.46 | 2.00 | 322.92
753 | TOTAL |  |  |  |  | 13942.41 W
753 | Add 1 % Water charges on "W" |  |  |  |  | 139.42
753 | TOTAL |  |  |  |  | 14081.84 X
753 |  | Add GST on "X" (multiplying factor
753 |  | 0.1405) 1978.50
753 | TOTAL |  |  |  |  | 16060.34 Y
753 | Add 15% CPOH on "Y" |  |  |  |  | 2409.05
753 | TOTAL |  |  |  |  | 18469.39 | Z
753 | Add Cess @ 1% on "Z" |  |  |  |  | 184.69
753 | Cost of 10 sqm. |  |  |  |  | 18654.08
753 | Cost of 1 sqm. |  |  |  |  | 1865.41
753 | Say |  |  |  |  | 1865.40
753 | 11.18.2 | Medium shades pigment using 50% white cement and 50% ordinary cement Details of cost for 10 sqm. MATERIAL
753 | 1202 | Precast terrazo tiles 22 mm thick (medium shade) including wastage & breakage | sqm | 11.00 | 265.00 | 2915.00
753 | 9977 | Carriage of tiles | L.S. | 40.43 | 2.00 | 80.86
753 |  | Cement mortar 1:3 (1 cement :
753 |  | 3 coarse sand)
753 | 3.8 | Rate as per Item Number 3.8 of SH: Mortars | cum | 0.144 | 4664.55 | 671.70
753 |  | 50% white cement for slurry
753 | 0368 | White Cement | tonne | 0.033 | 11200.00 | 369.60
753 | 0367 | Portland Cement | tonne | 0.033 | 4940.00 | 163.02
753 | 2209 | Carriage of Cement | tonne | 0.066 | 92.24 | 6.09
753 | 0876 | Green or blue medium shade pigment | kilogram | 4.62 | 56.00 | 258.72
753 |  | LABOUR
753 | 0124 | Mason (brick layer) 2nd class | day | 3.25 | 679.00 | 2206.75
753 | 0115 | Coolie | day | 3.25 | 558.00 | 1813.50
753 | 0139 | Skilled Beldar (for floor rubbing etc.) | day | 7.60 | 617.00 | 4689.20
754 | 9999 | Sundries including carborandum stone and polishing powder etc. | L.S. | 161.46 | 2.00 | 322.92
754 | TOTAL |  |  |  |  | 13497.35 W
754 | Add 1 % Water charges on "W" |  |  |  |  | 134.97
754 | TOTAL |  |  |  |  | 13632.33 X
754 |  | Add GST on "X" (multiplying factor
754 |  | 0.1405) 1915.34
754 | TOTAL |  |  |  |  | 15547.67 Y
754 | Add 15% CPOH on "Y" |  |  |  |  | 2332.15
754 | TOTAL |  |  |  |  | 17879.82 | Z
754 | Add Cess @ 1% on "Z" |  |  |  |  | 178.80
754 | Cost of 10 sqm. |  |  |  |  | 18058.62
754 | Cost of 1 sqm. |  |  |  |  | 1805.86
754 | Say |  |  |  |  | 1805.85
754 | 11.18.3 | Dark shade pigment using ordinary cement Details of cost for 10 sqm. MATERIAL
754 | 1203 | Precast terrazo tiles 22 mm thick (dark shade) including wastage & breakage | sqm | 11.00 | 245.00 | 2695.00
754 | 9977 | Carriage of tiles | L.S. | 40.43 | 2.00 | 80.86
754 |  | Cement mortar 1:3 (1 cement :
754 |  | 3 coarse sand)
754 | 3.8 | Rate as per Item Number 3.8 of SH: Mortars | cum | 0.144 | 4664.55 | 671.70
754 |  | Grey cement for slurry
754 | 0367 | Portland Cement | tonne | 0.066 | 4940.00 | 326.04
754 | 2209 | Carriage of Cement | tonne | 0.066 | 92.24 | 6.09
754 | 0874 | Black colour dark shade pigment | kilogram | 4.62 | 70.00 | 323.40
754 |  | LABOUR
754 | 0124 | Mason (brick layer) 2nd class | day | 3.25 | 679.00 | 2206.75
754 | 0115 | Coolie | day | 3.25 | 558.00 | 1813.50
754 | 0139 | Skilled Beldar (for floor rubbing etc.) | day | 7.60 | 617.00 | 4689.20
754 | 9999 | Sundries including carborandum stone and polishing powder etc. | L.S. | 161.46 | 2.00 | 322.92
754 | TOTAL |  |  |  |  | 13135.45 W
754 | Add 1 % Water charges on "W" |  |  |  |  | 131.35
754 | TOTAL |  |  |  |  | 13266.81 X
754 |  | Add GST on "X" (multiplying factor
754 |  | 0.1405) 1863.99
754 | TOTAL |  |  |  |  | 15130.79 Y
754 | Add 15% CPOH on "Y" |  |  |  |  | 2269.62
754 | TOTAL |  |  |  |  | 17400.41 | Z
754 | Add Cess @ 1% on "Z" |  |  |  |  | 174.00
754 | Cost of 10 sqm. |  |  |  |  | 17574.42
754 | Cost of 1 sqm. |  |  |  |  | 1757.44
754 | Say |  |  |  |  | 1757.45
755 | 11.18.4 | Ordinary cement without any pigment Details of cost for 10 sqm. MATERIAL
755 | 1203 | Precast terrazo tiles 22 mm thick (dark shade) including wastage & breakage | sqm | 11.00 | 245.00 | 2695.00
755 | 9977 | Carriage of tiles | L.S. | 40.43 | 2.00 | 80.86
755 |  | Cement mortar 1:3 (1 cement :
755 |  | 3 coarse sand)
755 | 3.8 | Rate as per Item Number 3.8 of SH: Mortars | cum | 0.144 | 4664.55 | 671.70
755 |  | Grey cement for sturry
755 | 0367 | Portland Cement | tonne | 0.066 | 4940.00 | 326.04
755 | 2209 | Carriage of Cement | tonne | 0.066 | 92.24 | 6.09
755 | 0874 | Black colour dark shade pigment | kilogram | 4.62 | 70.00 | 323.40
755 |  | LABOUR
755 | 0124 | Mason (brick layer) 2nd class | day | 3.25 | 679.00 | 2206.75
755 | 0115 | Coolie | day | 3.25 | 558.00 | 1813.50
755 | 0139 | Skilled Beldar (for floor rubbing etc.) | day | 7.60 | 617.00 | 4689.20
755 | 9999 | Sundries including carborandum stone and polishing powder etc. | L.S. | 161.46 | 2.00 | 322.92
755 |  | Less for dark shade pigment
755 |  | [4.62+2.84 (for tiles)]
755 | 0874 | Black colour dark shade pigment | kilogram | -7.46 | 70.00 | -522.20
755 | TOTAL |  |  |  |  | 12613.25 W
755 | Add 1 % Water charges on "W" |  |  |  |  | 126.13
755 | TOTAL |  |  |  |  | 12739.39 X
755 |  | Add GST on "X" (multiplying factor
755 |  | 0.1405) 1789.88
755 | TOTAL |  |  |  |  | 14529.27 Y
755 | Add 15% CPOH on "Y" |  |  |  |  | 2179.39
755 | TOTAL |  |  |  |  | 16708.66 | Z
755 | Add Cess @ 1% on "Z" |  |  |  |  | 167.09
755 | Cost of 10 sqm. |  |  |  |  | 16875.75
755 | Cost of 1 sqm. |  |  |  |  | 1687.57
755 | Say |  |  |  |  | 1687.55
755 | 11.19 | Chequered terrazo tiles 22 mm thick with graded marble chips of size up to 6 mm in floors, jointed with neat cement slurry mixed with pigment to match the shade of the tiles, including rubbing and polishing complete, on 20 mm thick bed of cement mortar 1:4 (1 cement :4 coarse sand) :
755 | 11.19.1 | Light shade pigment using white cement Details of cost for 10 sqm. MATERIAL
755 | 1227 | Chequered terrazo tiles 22 mm thick (light shade) including 10% wastage | sqm | 11.00 | 275.00 | 3025.00
755 | 9977 | Carriage of tiles | L.S. | 40.43 | 2.00 | 80.86
755 |  | Cement mortar 1 : 4 (1 cement :
755 |  | 4 coarse sand)
756 | 3.9 | Rate as per Item Number 3.9 of SH: Mortars | cum | 0.224 | 4010.35 | 898.32
756 |  | Grey cement for slurry @ 4.4kg/sqm
756 | 0367 | Portland Cement | tonne | 0.044 | 4940.00 | 217.36
756 |  | White cement for grouting
756 | 0368 | White Cement | tonne | 0.044 | 11200.00 | 492.80
756 | 2209 | Carriage of Cement | tonne | 0.088 | 92.24 | 8.12
756 | 0875 | Red, chocolate, orange, buff or yellow (red oxide of iron) light shade pigment | kilogram | 3.08 | 60.00 | 184.80
756 |  | LABOUR
756 | 0124 | Mason (brick layer) 2nd class | day | 1.60 | 679.00 | 1086.40
756 | 0115 | Coolie | day | 2.00 | 558.00 | 1116.00
756 | 0139 | Skilled Beldar (for floor rubbing etc.) | day | 1.00 | 617.00 | 617.00
756 | 0101 | Bhisti | day | 1.00 | 617.00 | 617.00
756 | 0013 | Machine for rubbing of floors | day | 1.60 | 300.00 | 480.00
756 | 9999 | Sundries including carborandum stone etc. | L.S. | 161.98 | 2.00 | 323.96
756 | TOTAL |  |  |  |  | 9147.62 W
756 | Add 1 % Water charges on "W" |  |  |  |  | 91.48
756 | TOTAL |  |  |  |  | 9239.09 X
756 |  | Add GST on "X" (multiplying factor
756 |  | 0.1405) 1298.09
756 | TOTAL |  |  |  |  | 10537.18 Y
756 | Add 15% CPOH on "Y" |  |  |  |  | 1580.58
756 | TOTAL |  |  |  |  | 12117.76 | Z
756 | Add Cess @ 1% on "Z" |  |  |  |  | 121.18
756 | Cost of 10 sqm. |  |  |  |  | 12238.94
756 | Cost of 1 sqm. |  |  |  |  | 1223.89
756 | Say |  |  |  |  | 1223.90
756 | 11.19.2 | Medium shade pigment using 50% white cement, 50% ordinary cement Details of cost for 10 sqm. MATERIAL
756 | 1228 | Chequered terrazo tiles 22 mm thick (medium shade) including 10% wastage | sqm | 11.00 | 300.00 | 3300.00
756 | 9977 | Carriage of tiles | L.S. | 40.43 | 2.00 | 80.86
756 |  | Cement mortar 1 : 4 (1 cement :
756 |  | 4 coarse sand)
756 | 3.9 | Rate as per Item Number 3.9 of SH: Mortars | cum | 0.224 | 4010.35 | 898.32
756 |  | Grey cement
756 |  | (i) for slurry @ 4.4kg/sqm =44 kg.+
756 |  | (ii) 50% for grouting = 22kg.
756 |  | Total =66kg or 0.066 tonne
756 | 0367 | Portland Cement | tonne | 0.066 | 4940.00 | 326.04
756 |  | 50% white cement for grouting
756 | 0368 | White Cement | tonne | 0.022 | 11200.00 | 246.40
756 | 2209 | Carriage of Cement | tonne | 0.088 | 92.24 | 8.12
757 | 0876 | Green or blue medium shade pigment | kilogram | 3.08 | 56.00 | 172.48
757 |  | Labour and sundries
757 | 0124 | Mason (brick layer) 2nd class | day | 1.60 | 679.00 | 1086.40
757 | 0115 | Coolie | day | 2.00 | 558.00 | 1116.00
757 | 0139 | Skilled Beldar (for floor rubbing etc.) | day | 1.00 | 617.00 | 617.00
757 | 0101 | Bhisti | day | 1.00 | 617.00 | 617.00
757 | 0013 | Machine for rubbing of floors | day | 1.60 | 300.00 | 480.00
757 | 9999 | Sundries including carborandum stone etc. | L.S. | 161.98 | 2.00 | 323.96
757 | TOTAL |  |  |  |  | 9272.58 W
757 | Add 1 % Water charges on "W" |  |  |  |  | 92.73
757 | TOTAL |  |  |  |  | 9365.30 X
757 |  | Add GST on "X" (multiplying factor
757 |  | 0.1405) 1315.82
757 | TOTAL |  |  |  |  | 10681.13 Y
757 | Add 15% CPOH on "Y" |  |  |  |  | 1602.17
757 | TOTAL |  |  |  |  | 12283.30 | Z
757 | Add Cess @ 1% on "Z" |  |  |  |  | 122.83
757 | Cost of 10 sqm. |  |  |  |  | 12406.13
757 | Cost of 1 sqm. |  |  |  |  | 1240.61
757 | Say |  |  |  |  | 1240.60
757 | 11.19.3 | Dark shade pigment using ordinary cement Details of cost for 10 sqm. MATERIAL
757 | 1229 | Chequered terrazo tiles 22 mm thick (dark shade) including 10% wastage | sqm | 11.00 | 260.00 | 2860.00
757 | 9977 | Carriage of tiles | L.S. | 40.43 | 2.00 | 80.86
757 |  | Cement mortar 1 : 4 (1 cement :
757 |  | 4 coarse sand)
757 | 3.9 | Rate as per Item Number 3.9 of SH: Mortars | cum | 0.224 | 4010.35 | 898.32
757 |  | Ordinary cement for
757 |  | (i) Cement slurry @ 4.4kg/sqm = 44kg+
757 |  | (ii) Grouting = 44 kg.
757 |  | Total = 88kg or 0.088 tonne
757 | 0367 | Portland Cement | tonne | 0.088 | 4940.00 | 434.72
757 | 2209 | Carriage of Cement | tonne | 0.088 | 92.24 | 8.12
757 | 0874 | Black colour dark shade pigment | kilogram | 3.08 | 70.00 | 215.60
757 |  | Labour & sundries
757 | 0124 | Mason (brick layer) 2nd class | day | 1.60 | 679.00 | 1086.40
757 | 0115 | Coolie | day | 2.00 | 558.00 | 1116.00
757 | 0139 | Skilled Beldar (for floor rubbing etc.) | day | 1.00 | 617.00 | 617.00
757 | 0101 | Bhisti | day | 1.00 | 617.00 | 617.00
757 | 0013 | Machine for rubbing of floors | day | 1.60 | 300.00 | 480.00
758 | 9999 | Sundries including carborandum stone etc. | L.S. | 161.98 | 2.00 | 323.96
758 | TOTAL |  |  |  |  | 8737.98 W
758 | Add 1 % Water charges on "W" |  |  |  |  | 87.38
758 | TOTAL |  |  |  |  | 8825.36 X
758 |  | Add GST on "X" (multiplying factor
758 |  | 0.1405) 1239.96
758 | TOTAL |  |  |  |  | 10065.32 Y
758 | Add 15% CPOH on "Y" |  |  |  |  | 1509.80
758 | TOTAL |  |  |  |  | 11575.12 | Z
758 | Add Cess @ 1% on "Z" |  |  |  |  | 115.75
758 | Cost of 10 sqm. |  |  |  |  | 11690.87
758 | Cost of 1 sqm. |  |  |  |  | 1169.09
758 | Say |  |  |  |  | 1169.10
758 | 11.19.4 | Ordinary cement without any pigment Details of cost for 10 sqm. MATERIAL
758 | 1229 | Chequered terrazo tiles 22 mm thick (dark shade) including 10% wastage | sqm | 11.00 | 260.00 | 2860.00
758 | 9977 | Carriage of tiles | L.S. | 40.43 | 2.00 | 80.86
758 |  | Cement mortar 1 : 4 (1 cement :
758 |  | 4 coarse sand)
758 | 3.9 | Rate as per Item Number 3.9 of SH: Mortars | cum | 0.224 | 4010.35 | 898.32
758 |  | Ordinary cement for
758 |  | (i) Cement slurry @ 4.4kg/sqm = 44kg+
758 |  | (ii) Grouting = 44 kg.
758 |  | Total = 88kg or 0.088 tonne
758 | 0367 | Portland Cement | tonne | 0.088 | 4940.00 | 434.72
758 | 2209 | Carriage of Cement | tonne | 0.088 | 92.24 | 8.12
758 | 0874 | Black colour dark shade pigment | kilogram | 3.08 | 70.00 | 215.60
758 |  | Labour & sundries
758 | 0124 | Mason (brick layer) 2nd class | day | 1.60 | 679.00 | 1086.40
758 | 0115 | Coolie | day | 2.00 | 558.00 | 1116.00
758 | 0139 | Skilled Beldar (for floor rubbing etc.) | day | 1.00 | 617.00 | 617.00
758 | 0101 | Bhisti | day | 1.00 | 617.00 | 617.00
758 | 0013 | Machine for rubbing of floors | day | 1.60 | 300.00 | 480.00
758 | 9999 | Sundries including carborandum stone etc. | L.S. | 162.59 | 2.00 | 325.18
758 |  | Less for dark shade pigment
758 |  | [3.08+2.84(for tiles)]
758 | 0874 | Black colour dark shade pigment | kilogram | -5.92 | 70.00 | -414.40
758 | TOTAL |  |  |  |  | 8324.80 W
758 | Add 1 % Water charges on "W" |  |  |  |  | 83.25
758 | TOTAL |  |  |  |  | 8408.04 X
758 |  | Add GST on "X" (multiplying factor
758 |  | 0.1405) 1181.33
758 | TOTAL |  |  |  |  | 9589.37 Y
758 | Add 15% CPOH on "Y" |  |  |  |  | 1438.41
758 | TOTAL |  |  |  |  | 11027.78 | Z
758 | Add Cess @ 1% on "Z" |  |  |  |  | 110.28
758 | Cost of 10 sqm. |  |  |  |  | 11138.06
758 | Cost of 1 sqm. |  |  |  |  | 1113.81
758 | Say |  |  |  |  | 1113.80
759 | 11.20 | Chequerred precast cement concrete tiles 22 mm thick in footpath & courtyard, jointed with neat cement slurry mixed with pigment to match the shade of tiles, including rubbing and cleaning etc. complete, on 20 mm thick bed of cement mortar 1:4 (1 cement: 4 coarse sand).
759 | 11.20.1 | Light shade pigment using white cement Details of cost for 10 sqm. MATERIAL
759 | 7070 | Chequered precast cement concrete tiles 22mm thick using marble chips of size 6mm - Light shade using white cement including 10% wastage | sqm | 11.00 | 400.00 | 4400.00
759 | 9977 | Carriage of tiles | L.S. | 40.43 | 2.00 | 80.86
759 |  | Cement mortar 1 : 4 (1 cement :
759 |  | 4 coarse sand)
759 | 3.9 | Rate as per Item Number 3.9 of SH: Mortars | cum | 0.22 | 4010.35 | 882.28
759 |  | Grey cement slury @ 4.4kg @sqm
759 | 0367 | Portland Cement | tonne | 0.044 | 4940.00 | 217.36
759 |  | White cement for grouting
759 | 0368 | White Cement | tonne | 0.048 | 11200.00 | 537.60
759 | 2209 | Carriage of Cement | tonne | 0.092 | 92.24 | 8.49
759 | 0875 | Red, chocolate, orange, buff or yellow (red oxide of iron) light shade pigment | kilogram | 3.08 | 60.00 | 184.80
759 |  | LABOUR
759 | 0124 | Mason (brick layer) 2nd class | day | 1.60 | 679.00 | 1086.40
759 | 0115 | Coolie | day | 2.00 | 558.00 | 1116.00
759 | 0101 | Bhisti | day | 1.00 | 617.00 | 617.00
759 | TOTAL |  |  |  |  | 9130.78 W
759 | Add 1 % Water charges on "W" |  |  |  |  | 91.31
759 | TOTAL |  |  |  |  | 9222.09 X
759 |  | Add GST on "X" (multiplying factor
759 |  | 0.1405) 1295.70
759 | TOTAL |  |  |  |  | 10517.79 Y
759 | Add 15% CPOH on "Y" |  |  |  |  | 1577.67
759 | TOTAL |  |  |  |  | 12095.46 | Z
759 | Add Cess @ 1% on "Z" |  |  |  |  | 120.95
759 | Cost of 10 sqm. |  |  |  |  | 12216.42
759 | Cost of 1 sqm. |  |  |  |  | 1221.64
759 | Say |  |  |  |  | 1221.65
759 | 11.20.2 | Medium shade pigment using 50% white cement 50% Grey cement Details of cost for 10 sqm. MATERIAL
759 | 7237 | Precast chequered cement tiles 22 mm thick medium shade using 50% white cement, 50% ordinary cement including 10% wastage | sqm | 11.00 | 335.00 | 3685.00
760 | 9977 | Carriage of tiles | L.S. | 40.43 | 2.00 | 80.86
760 |  | Cement mortar 1 : 4 (1 cement :
760 |  | 4 coarse sand)
760 | 3.9 | Rate as per Item Number 3.9 of SH: Mortars | cum | 0.22 | 4010.35 | 882.28
760 |  | Grey cement for slurry @ 4.4kg/sqm.
760 |  | = 44 kg.+
760 |  | grey cement for grouting 2.4kg/sqm.
760 |  | = 24kg.
760 |  | Total = 68 kg
760 | 0367 | Portland Cement | tonne | 0.068 | 4940.00 | 335.92
760 |  | White cement for grouting @
760 |  | 2.4kg/sqm. = 24 kg
760 | 0368 | White Cement | tonne | 0.024 | 11200.00 | 268.80
760 | 2209 | Carriage of Cement | tonne | 0.092 | 92.24 | 8.49
760 | 0876 | Green or blue medium shade pigment | kilogram | 3.08 | 56.00 | 172.48
760 |  | LABOUR
760 | 0124 | Mason (brick layer) 2nd class | day | 1.60 | 679.00 | 1086.40
760 | 0115 | Coolie | day | 2.00 | 558.00 | 1116.00
760 | 0101 | Bhisti | day | 1.00 | 617.00 | 617.00
760 | TOTAL |  |  |  |  | 8253.22 W
760 | Add 1 % Water charges on "W" |  |  |  |  | 82.53
760 | TOTAL |  |  |  |  | 8335.76 X
760 |  | Add GST on "X" (multiplying factor
760 |  | 0.1405) 1171.17
760 | TOTAL |  |  |  |  | 9506.93 Y
760 | Add 15% CPOH on "Y" |  |  |  |  | 1426.04
760 | TOTAL |  |  |  |  | 10932.97 | Z
760 | Add Cess @ 1% on "Z" |  |  |  |  | 109.33
760 | Cost of 10 sqm. |  |  |  |  | 11042.30
760 | Cost of 1 sqm. |  |  |  |  | 1104.23
760 | Say |  |  |  |  | 1104.25
760 | 11.20.3 | Dark shade pigment using ordinary cement Details of cost for 10 sqm. MATERIAL
760 | 7236 | Precast chequered cement tiles 22 mm thick Dark shade using ordinary cement including 10% wastage | sqm | 11.00 | 225.00 | 2475.00
760 | 9977 | Carriage of tiles | L.S. | 40.43 | 2.00 | 80.86
760 |  | Cement mortar 1 : 4 (1 cement :
760 |  | 4 coarse sand)
760 | 3.9 | Rate as per Item Number 3.9 of SH: Mortars | cum | 0.22 | 4010.35 | 882.28
760 |  | Grey cement for slurry @ 4.4kg/sqm.
760 |  | = 44 kg.+ For grouting = 48 kg.
760 |  | Total=92 kg. say 0.092 tonne
760 | 0367 | Portland Cement | tonne | 0.092 | 4940.00 | 454.48
760 | 2209 | Carriage of Cement | tonne | 0.092 | 92.24 | 8.49
760 | 0874 | Black colour dark shade pigment | kilogram | 3.08 | 70.00 | 215.60
761 |  | LABOUR
761 | 0124 | Mason (brick layer) 2nd class | day | 1.60 | 679.00 | 1086.40
761 | 0115 | Coolie | day | 2.00 | 558.00 | 1116.00
761 | 0101 | Bhisti | day | 1.00 | 617.00 | 617.00
761 | TOTAL |  |  |  |  | 6936.10 W
761 | Add 1 % Water charges on "W" |  |  |  |  | 69.36
761 | TOTAL |  |  |  |  | 7005.46 X
761 |  | Add GST on "X" (multiplying factor
761 |  | 0.1405) 984.27
761 | TOTAL |  |  |  |  | 7989.73 Y
761 | Add 15% CPOH on "Y" |  |  |  |  | 1198.46
761 | TOTAL |  |  |  |  | 9188.19 | Z
761 | Add Cess @ 1% on "Z" |  |  |  |  | 91.88
761 | Cost of 10 sqm. |  |  |  |  | 9280.07
761 | Cost of 1 sqm. |  |  |  |  | 928.01
761 | Say |  |  |  |  | 928.00
761 | 11.20.4 | Ordinary cement without any pigment Details of cost for 10 sqm. MATERIAL
761 | 7236 | Precast chequered cement tiles 22 mm thick Dark shade using ordinary cement including 10% wastage | sqm | 11.00 | 225.00 | 2475.00
761 | 9977 | Carriage of tiles | L.S. | 40.43 | 2.00 | 80.86
761 |  | Cement mortar 1 : 4 (1 cement :
761 |  | 4 coarse sand)
761 | 3.9 | Rate as per Item Number 3.9 of SH: Mortars | cum | 0.22 | 4010.35 | 882.28
761 |  | Grey cement for slurry @ 4.4kg/sqm.
761 |  | = 44 kg + For grouting = 48 kg.
761 |  | Total = 92 kg. Say 0.092 tonne
761 | 0367 | Portland Cement | tonne | 0.092 | 4940.00 | 454.48
761 | 2209 | Carriage of Cement | tonne | 0.092 | 92.24 | 8.49
761 | 0874 | Black colour dark shade pigment | kilogram | 3.08 | 70.00 | 215.60
761 |  | LABOUR
761 | 0124 | Mason (brick layer) 2nd class | day | 1.60 | 679.00 | 1086.40
761 | 0115 | Coolie | day | 2.00 | 558.00 | 1116.00
761 | 0101 | Bhisti | day | 1.00 | 617.00 | 617.00
761 |  | Less for dark shade pigment
761 |  | [3.08+2.84 (for tiles)]
761 | 0874 | Black colour dark shade pigment | kilogram | -5.92 | 70.00 | -414.40
761 | TOTAL |  |  |  |  | 6521.70 W
761 | Add 1 % Water charges on "W" |  |  |  |  | 65.22
761 | TOTAL |  |  |  |  | 6586.92 X
761 |  | Add GST on "X" (multiplying factor
761 |  | 0.1405) 925.46
761 | TOTAL |  |  |  |  | 7512.38 Y
761 | Add 15% CPOH on "Y" |  |  |  |  | 1126.86
761 | TOTAL |  |  |  |  | 8639.24 | Z
761 | Add Cess @ 1% on "Z" |  |  |  |  | 86.39
761 | Cost of 10 sqm. |  |  |  |  | 8725.63
761 | Cost of 1 sqm. |  |  |  |  | 872.56
761 | Say |  |  |  |  | 872.55
762 | 11.21 | Providing and fixing 10 mm thick acid and/or alkali resistant tiles of approved make and colour using acid and/or alkali resisting mortar bedding, and joints filled with acid and/or alkali resisting cement as per IS : 4457, complete as per the direction of Engineer-in- Charge.
762 | 11.21.1 | In flooring on a bed of 10 mm thick mortar 1:4 (1 acid proof cement : 4 coarse sand)
762 | 11.21.1.1 | Acid and alkali resistant tile Details of cost for 1 sqm. MATERIAL Acid proof tiles of size 300x300mm, 10mm thick = 11.11nos+ Add wastage and breakage @ 2.5% = 0.28 nos. Total = 11.39 nos. Say 12 nos.
762 | 7077 | Acid and alkali resistant tiles 300x300 mm size, 10 mm thick | 10 Nos | 1.20 | 520.00 | 624.00
762 | 9977 | Carriage | L.S. | 6.24 | 2.00 | 12.48
762 |  | 10mm thick Cement mortar 1 : 4
762 |  | (1 cement : 4 coarse sand)
762 | 3.9 | Rate as per Item Number 3.9 of SH: Mortars | cum | 0.012 | 4010.35 | 48.12
762 | 9999 | Mortar for pointing in acid/alkali resistant cement | L.S. | 40.43 | 2.00 | 80.86
762 |  | Cement for slurry over bed @
762 |  | 3.3kg per sqm
762 | 0367 | Portland Cement | tonne | 0.0033 | 4940.00 | 16.30
762 |  | Difference of cost for using acid proof
762 |  | cement instead of ordinary cement
762 |  | Add
762 | 7024 | Acid Proof cement | tonne | 0.0079 | 7800.00 | 61.62
762 |  | Deduct
762 | 0367 | Portland Cement | tonne | -0.0079 | 4940.00 | -39.03
762 |  | LABOUR
762 | 0123 | Mason (brick layer) 1st class | day | 0.20 | 738.00 | 147.60
762 | 0115 | Coolie | day | 0.20 | 558.00 | 111.60
762 | 9988 | Sundries including carriage of cement etc. | L.S. | 26.91 | 2.00 | 53.82
762 | TOTAL |  |  |  |  | 1117.38 W
762 | Add 1 % Water charges on "W" |  |  |  |  | 11.17
762 | TOTAL |  |  |  |  | 1128.55 X
762 |  | Add GST on "X" (multiplying factor
762 |  | 0.1405) 158.56
762 | TOTAL |  |  |  |  | 1287.12 Y
762 | Add 15% CPOH on "Y" |  |  |  |  | 193.07
762 | TOTAL |  |  |  |  | 1480.18 | Z
762 | Add Cess @ 1% on "Z" |  |  |  |  | 14.80
762 | Cost of 1 sqm. |  |  |  |  | 1494.99
762 | Say |  |  |  |  | 1495.00
763 | 11.21.2 | In dado/skirting on 12 mm thick mortar 1:4 (1 acid proof cement : 4 coarse sand)
763 | 11.21.2.1 | Acid and alkali resistant tile Details of cost for 1 sqm. MATERIAL Acid proof tiles of size 300x300mm, 10mm thick = 11.11nos+ Add wastage and breakage @ 2.5% = 0.28 nos. Total = 11.39 nos. Say 12 nos.
763 | 7077 | Acid and alkali resistant tiles 300x300 mm size, 10 mm thick | 10 Nos | 1.20 | 520.00 | 624.00
763 | 9977 | Carriage of tiles | L.S. | 6.24 | 2.00 | 12.48
763 |  | 12mm thick Cement mortar 1 : 4
763 |  | (1 cement : 4 coarse sand)
763 | 3.9 | Rate as per Item Number 3.9 of SH: Mortars | cum | 0.014 | 4010.35 | 56.14
763 |  | Difference of cost for using acid proof
763 |  | cement instead of ordinary cement
763 |  | Add
763 | 7024 | Acid Proof cement | tonne | 0.0086 | 7800.00 | 67.08
763 |  | Deduct
763 | 0367 | Portland Cement | tonne | -0.0086 | 4940.00 | -42.48
763 | 9999 | Mortar for pointing in acid proof cement | L.S. | 40.43 | 2.00 | 80.86
763 |  | Acid proof cementfor slurry over
763 |  | plaster 3.3kg/sqm
763 | 7024 | Acid Proof cement | tonne | 0.0033 | 7800.00 | 25.74
763 |  | LABOUR
763 | 0123 | Mason (brick layer) 1st class | day | 0.25 | 738.00 | 184.50
763 | 0115 | Coolie | day | 0.25 | 558.00 | 139.50
763 | 9988 | Sundries including carriage of cement etc. | L.S. | 26.91 | 2.00 | 53.82
763 | TOTAL |  |  |  |  | 1201.64 W
763 | Add 1 % Water charges on "W" |  |  |  |  | 12.02
763 | TOTAL |  |  |  |  | 1213.66 X
763 |  | Add GST on "X" (multiplying factor
763 |  | 0.1405) 170.52
763 | TOTAL |  |  |  |  | 1384.18 Y
763 | Add 15% CPOH on "Y" |  |  |  |  | 207.63
763 | TOTAL |  |  |  |  | 1591.80 | Z
763 | Add Cess @ 1% on "Z" |  |  |  |  | 15.92
763 | Cost of 1 sqm. |  |  |  |  | 1607.72
763 | Say |  |  |  |  | 1607.70
763 | 11.22 | Tile work in skirting, risers of steps and dado up to 2 m height over 12 mm thick bed of cement mortar 1:3 (1 cement :3 coarse sand) and jointed with grey cement slurry @ 3.3 kg/sqm, including pointing in white cement mixed with pigment of matching shade complete.
763 | 11.22.1 | Marble tiles (polished) Raj Nagar
764 | 11.22.1.1 | 8 mm thick Details of cost for 1 sqm. MATERIAL
764 | 2751 | 8 mm thick marble tiles (polished) Raj Nagar | sqm | 1.061 | 400.00 | 424.40
764 |  | including wastage
764 | 9977 | Carriage of tiles | L.S. | 3.90 | 2.00 | 7.80
764 |  | 12mm thick Cement mortar
764 |  | 1:3 (1 cement : 3 coarse sand)
764 | 3.8 | Rate as per Item Number 3.8 of SH: Mortars | cum | 0.014 | 4664.55 | 65.30
764 | 9999 | Mortar for pointing in white cement | L.S. | 25.35 | 2.00 | 50.70
764 |  | Cement for slurry @ 3.3kg/sqm
764 | 0367 | Portland Cement | tonne | 0.0033 | 4940.00 | 16.30
764 | 9999 | Pigment | L.S. | 2.08 | 2.00 | 4.16
764 |  | LABOUR
764 | 0123 | Mason (brick layer) 1st class | day | 0.25 | 738.00 | 184.50
764 | 0115 | Coolie | day | 0.25 | 558.00 | 139.50
764 | 9988 | Sundries including carriage of cement etc. | L.S. | 16.90 | 2.00 | 33.80
764 | TOTAL |  |  |  |  | 926.47 W
764 | Add 1 % Water charges on "W" |  |  |  |  | 9.26
764 | TOTAL |  |  |  |  | 935.73 X
764 |  | Add GST on "X" (multiplying
764 |  | factor 0.1405) 131.47
764 | TOTAL |  |  |  |  | 1067.20 Y
764 | Add 15% CPOH on "Y" |  |  |  |  | 160.08
764 | TOTAL |  |  |  |  | 1227.28 | Z
764 | Add Cess @ 1% on "Z" |  |  |  |  | 12.27
764 | Cost of 1 sqm. |  |  |  |  | 1239.55
764 | Say |  |  |  |  | 1239.55
764 | 11.23 | Marble stone flooring with 18 mm thick marble stone, as per sample of marble approved by Engineer-in-charge, over 20 mm (average) thick base of cement mortar 1:4 (1 cement : 4 coarse sand) laid and jointed with grey cement slurry, including rubbing and polishing complete with :
764 | 11.23.1 | Makrana white second quality Details of cost for 10 sqm. MATERIAL 20mm thick marble slab = 10.00sqm.+ Add for wastage 15% = 1.50sqm. Total = 11.50sqm.
764 | 6001 | White marble slab Makrana second quality plain veined 18 mm thick | sqm | 11.50 | 1430.00 | 16445.00
764 |  | Base Cement mortar
764 |  | 1 : 4 (1 cement : 4 coarse sand)
765 | 3.9 | Rate as per Item Number 3.9 of SH: Mortars | cum | 0.224 | 4010.35 | 898.32
765 |  | Cement for slurry @4.4kg/sqm.
765 |  | (i) for bedding = 44 kg+
765 |  | (ii) for jointing = 6 kg.
765 |  | Total = 50 kg
765 | 0367 | Portland Cement | tonne | 0.05 | 4940.00 | 247.00
765 | 9977 | Carriage of marble slab | L.S. | 26.91 | 2.00 | 53.82
765 |  | LABOUR
765 |  | (for finishing, polishing and fixing)
765 | 0123 | Mason (brick layer) 1st class | day | 1.20 | 738.00 | 885.60
765 | 0114 | Beldar | day | 1.00 | 558.00 | 558.00
765 | 0115 | Coolie | day | 1.00 | 558.00 | 558.00
765 | 0139 | Skilled Beldar (for floor rubbing etc.) | day | 5.00 | 617.00 | 3085.00
765 | 0013 | Machine for rubbing of floors | day | 4.00 | 300.00 | 1200.00
765 | 9988 | Sundries and carriage of cement etc. | L.S. | 134.55 | 2.00 | 269.10
765 | TOTAL |  |  |  |  | 24199.84 W
765 | Add 1 % Water charges on "W" |  |  |  |  | 242.00
765 | TOTAL |  |  |  |  | 24441.84 X
765 |  | Add GST on "X" (multiplying
765 |  | factor 0.1405) 3434.08
765 | TOTAL |  |  |  |  | 27875.91 Y
765 | Add 15% CPOH on "Y" |  |  |  |  | 4181.39
765 | TOTAL |  |  |  |  | 32057.30 | Z
765 | Add Cess @ 1% on "Z" |  |  |  |  | 320.57
765 | Cost of 10 sqm. |  |  |  |  | 32377.88
765 | Cost of 1 sqm. |  |  |  |  | 3237.79
765 | Say |  |  |  |  | 3237.80
765 | 11.23.2 | Raj Nagar plain Details of cost for 10 sqm. MATERIAL 20mm thick marble slab = 10.00sqm.+ Add for wastage 15% = 1.50sqm. Total = 11.50sqm.
765 | 7071 | White marble Raj Nagar plain 18 mm thick upto 0.50 sqm area | sqm | 11.50 | 600.00 | 6900.00
765 |  | Base Cement mortar 1 : 4
765 |  | (1 cement : 4 coarse sand)
765 | 3.9 | Rate as per Item Number 3.9 of SH: Mortars | cum | 0.224 | 4010.35 | 898.32
765 |  | Cement for slurry @, 4.4kg sqm.
765 |  | (i) for bedding = 44 kg+
765 |  | (ii) for jointing = 6 kg.
765 |  | Total = 50 kg
765 | 0367 | Portland Cement | tonne | 0.05 | 4940.00 | 247.00
765 | 9977 | Carriage of marble slab | L.S. | 26.91 | 2.00 | 53.82
766 |  | LABOUR
766 |  | (for finishing, polishing and fixing)
766 | 0123 | Mason (brick layer) 1st class | day | 1.20 | 738.00 | 885.60
766 | 0114 | Beldar | day | 1.00 | 558.00 | 558.00
766 | 0115 | Coolie | day | 1.00 | 558.00 | 558.00
766 | 0139 | Skilled Beldar (for floor rubbing etc.) | day | 5.00 | 617.00 | 3085.00
766 | 0013 | Machine for rubbing of floors | day | 4.00 | 300.00 | 1200.00
766 | 9988 | Sundries and carriage of cement etc. | L.S. | 134.55 | 2.00 | 269.10
766 | TOTAL |  |  |  |  | 14654.84 W
766 | Add 1 % Water charges on "W" |  |  |  |  | 146.55
766 | TOTAL |  |  |  |  | 14801.39 X
766 |  | Add GST on "X" (multiplying
766 |  | factor 0.1405) 2079.59
766 | TOTAL |  |  |  |  | 16880.98 Y
766 | Add 15% CPOH on "Y" |  |  |  |  | 2532.15
766 | TOTAL |  |  |  |  | 19413.13 | Z
766 | Add Cess @ 1% on "Z" |  |  |  |  | 194.13
766 | Cost of 10 sqm. |  |  |  |  | 19607.26
766 | Cost of 1 sqm. |  |  |  |  | 1960.73
766 | Say |  |  |  |  | 1960.75
766 | 11.23.3 | Agaria White Details of cost for 10 sqm. MATERIAL 20mm thick marble slab = 10.00sqm.+ Add for wastage 15% = 1.50sqm. Total = 11.50sqm.
766 | 7850 | Agaria White marble slab plain 18mm thick | sqm | 11.50 | 1100.00 | 12650.00
766 |  | Base Cement mortar 1 : 4
766 |  | (1 cement : 4 coarse sand)
766 | 3.9 | Rate as per Item Number 3.9 of SH: Mortars | cum | 0.224 | 4010.35 | 898.32
766 |  | Cement for slurry @ 4.4kg sqm.
766 |  | (i) for bedding = 44 kg+
766 |  | (ii) for jointing = 6 kg.
766 |  | Total = 50 kg
766 | 0367 | Portland Cement | tonne | 0.05 | 4940.00 | 247.00
766 | 9977 | Carriage of marble slab | L.S. | 26.91 | 2.00 | 53.82
766 |  | LABOUR
766 |  | (for finishing, polishing and fixing)
766 | 0123 | Mason (brick layer) 1st class | day | 1.20 | 738.00 | 885.60
766 | 0114 | Beldar | day | 1.00 | 558.00 | 558.00
766 | 0115 | Coolie | day | 1.00 | 558.00 | 558.00
766 | 0139 | Skilled Beldar (for floor rubbing etc.) | day | 5.00 | 617.00 | 3085.00
766 | 0013 | Machine for rubbing of floors | day | 4.00 | 300.00 | 1200.00
767 | 9988 | Sundries and carriage of cement etc. | L.S. | 134.55 | 2.00 | 269.10
767 | TOTAL |  |  |  |  | 20404.84 W
767 | Add 1 % Water charges on "W" |  |  |  |  | 204.05
767 | TOTAL |  |  |  |  | 20608.89 X
767 |  | Add GST on "X" (multiplying
767 |  | factor 0.1405) 2895.55
767 | TOTAL |  |  |  |  | 23504.44 Y
767 | Add 15% CPOH on "Y" |  |  |  |  | 3525.67
767 | TOTAL |  |  |  |  | 27030.10 | Z
767 | Add Cess @ 1% on "Z" |  |  |  |  | 270.30
767 | Cost of 10 sqm. |  |  |  |  | 27300.40
767 | Cost of 1 sqm. |  |  |  |  | 2730.04
767 | Say |  |  |  |  | 2730.05
767 | 11.23.4 | Black Zebra Details of cost for 10 sqm. MATERIAL 20mm thick marble slab = 10.00sqm.+ Add for wastage 15% = 1.50sqm. Total = 11.50sqm.
767 | 6019 | Black Zebra marble slab plain 18mm thick | sqm | 11.50 | 900.00 | 10350.00
767 |  | Base Cement mortar 1 : 4
767 |  | (1 cement : 4 coarse sand)
767 | 3.9 | Rate as per Item Number 3.9 of SH: Mortars | cum | 0.224 | 4010.35 | 898.32
767 |  | Cement for slurry @, 4.4kg sqm.
767 |  | (i) for bedding = 44 kg+
767 |  | (ii) for jointing = 6 kg.
767 |  | Total = 50 kg
767 | 0367 | Portland Cement | tonne | 0.05 | 4940.00 | 247.00
767 | 9977 | Carriage of marble slab | L.S. | 26.91 | 2.00 | 53.82
767 |  | LABOUR
767 |  | (for finishing, polishing and fixing)
767 | 0123 | Mason (brick layer) 1st class | day | 1.20 | 738.00 | 885.60
767 | 0114 | Beldar | day | 1.00 | 558.00 | 558.00
767 | 0115 | Coolie | day | 1.00 | 558.00 | 558.00
767 | 0139 | Skilled Beldar (for floor rubbing etc.) | day | 5.00 | 617.00 | 3085.00
767 | 0013 | Machine for rubbing of floors | day | 4.00 | 300.00 | 1200.00
767 | 9988 | Sundries and carriage of cement etc. | L.S. | 134.55 | 2.00 | 269.10
767 | TOTAL |  |  |  |  | 18104.84 W
767 | Add 1 % Water charges on "W" |  |  |  |  | 181.05
767 | TOTAL |  |  |  |  | 18285.89 X
767 |  | Add GST on "X" (multiplying
767 |  | factor 0.1405) 2569.17
767 | TOTAL |  |  |  |  | 20855.05 Y
767 | Add 15% CPOH on "Y" |  |  |  |  | 3128.26
767 | TOTAL |  |  |  |  | 23983.31 | Z
767 | Add Cess @ 1% on "Z" |  |  |  |  | 239.83
767 | Cost of 10 sqm. |  |  |  |  | 24223.15
767 | Cost of 1 sqm. |  |  |  |  | 2422.31
767 | Say |  |  |  |  | 2422.30
768 | 11.23.5 | Udaipur green marble Details of cost for 10 sqm. MATERIAL 20mm thick marble slab = 10.00sqm.+ Add for wastage 15% = 1.50sqm. Total = 11.50sqm.
768 | 6010 | Udaypur green marble slab plain 18mm thick | sqm | 11.50 | 620.00 | 7130.00
768 |  | Base Cement mortar 1 : 4
768 |  | (1 cement : 4 coarse sand)
768 | 3.9 | Rate as per Item Number 3.9 of SH: Mortars | cum | 0.224 | 4010.35 | 898.32
768 |  | Cement for slurry @ 4.4kg sqm.
768 |  | (i) for bedding = 44 kg+
768 |  | (ii) for jointing = 6 kg.
768 |  | Total = 50 kg
768 | 0367 | Portland Cement | tonne | 0.05 | 4940.00 | 247.00
768 | 9977 | Carriage of marble slab | L.S. | 26.91 | 2.00 | 53.82
768 |  | LABOUR
768 |  | (for finishing, polishing and fixing)
768 | 0123 | Mason (brick layer) 1st class | day | 1.20 | 738.00 | 885.60
768 | 0114 | Beldar | day | 1.00 | 558.00 | 558.00
768 | 0115 | Coolie | day | 1.00 | 558.00 | 558.00
768 | 0139 | Skilled Beldar (for floor rubbing etc.) | day | 5.00 | 617.00 | 3085.00
768 | 0013 | Machine for rubbing of floors | day | 4.00 | 300.00 | 1200.00
768 | 9988 | Sundries and carriage of cement etc. | L.S. | 134.55 | 2.00 | 269.10
768 | TOTAL |  |  |  |  | 14884.84 W
768 | Add 1 % Water charges on "W" |  |  |  |  | 148.85
768 | TOTAL |  |  |  |  | 15033.69 X
768 |  | Add GST on "X" (multiplying
768 |  | factor 0.1405) 2112.23
768 | TOTAL |  |  |  |  | 17145.92 Y
768 | Add 15% CPOH on "Y" |  |  |  |  | 2571.89
768 | TOTAL |  |  |  |  | 19717.81 | Z
768 | Add Cess @ 1% on "Z" |  |  |  |  | 197.18
768 | Cost of 10 sqm. |  |  |  |  | 19914.99
768 | Cost of 1 sqm. |  |  |  |  | 1991.50
768 | Say |  |  |  |  | 1991.50
768 | 11.23.6 | Pink plain marble Details of cost for 10 sqm. MATERIAL 20mm thick marble slab = 10.00sqm.+ Add for wastage 15% = 1.50sqm. Total = 11.50sqm.
768 | 6007 | Pink marble slab plain 18mm thick | sqm | 11.50 | 645.00 | 7417.50
768 |  | Base Cement mortar
768 |  | 1 : 4 (1 cement : 4 coarse sand)
769 | 3.9 | Rate as per Item Number 3.9 of SH: Mortars | cum | 0.224 | 4010.35 | 898.32
769 |  | Cement for slurry @ 4.4kg sqm.
769 |  | (i) for bedding = 44 kg+
769 |  | (ii) for jointing = 6 kg.
769 |  | Total = 50 kg
769 | 0367 | Portland Cement | tonne | 0.05 | 4940.00 | 247.00
769 | 9977 | Carriage of marble slab | L.S. | 26.91 | 2.00 | 53.82
769 |  | LABOUR
769 |  | (for finishing, polishing and fixing)
769 | 0123 | Mason (brick layer) 1st class | day | 1.20 | 738.00 | 885.60
769 | 0114 | Beldar | day | 1.00 | 558.00 | 558.00
769 | 0115 | Coolie | day | 1.00 | 558.00 | 558.00
769 | 0139 | Skilled Beldar (for floor rubbing etc.) | day | 5.00 | 617.00 | 3085.00
769 | 0013 | Machine for rubbing of floors | day | 4.00 | 300.00 | 1200.00
769 | 9988 | Sundries and carriage of cement etc. | L.S. | 134.55 | 2.00 | 269.10
769 | TOTAL |  |  |  |  | 15172.34 W
769 | Add 1 % Water charges on "W" |  |  |  |  | 151.72
769 | TOTAL |  |  |  |  | 15324.06 X
769 |  | Add GST on "X" (multiplying
769 |  | factor 0.1405) 2153.03
769 | TOTAL |  |  |  |  | 17477.09 Y
769 | Add 15% CPOH on "Y" |  |  |  |  | 2621.56
769 | TOTAL |  |  |  |  | 20098.66 | Z
769 | Add Cess @ 1% on "Z" |  |  |  |  | 200.99
769 | Cost of 10 sqm. |  |  |  |  | 20299.64
769 | Cost of 1 sqm. |  |  |  |  | 2029.96
769 | Say |  |  |  |  | 2029.95
769 | 11.24 | Extra for pre finished nosing to treads of steps of marble stone. Details of cost for 10 metre LABOUR
769 | 0126 | Mason (for ornamental stone work) 1st class | day | 2.00 | 738.00 | 1476.00
769 | 0114 | Beldar | day | 1.50 | 558.00 | 837.00
769 | 0139 | Skilled Beldar (for floor rubbing etc.) | day | 2.50 | 617.00 | 1542.50
769 | 9999 | Sundries | L.S. | 53.82 | 2.00 | 107.64
769 | TOTAL |  |  |  |  | 3963.14 W
769 | Add 1 % Water charges on "W" |  |  |  |  | 39.63
769 | TOTAL |  |  |  |  | 4002.77 X
769 |  | Add GST on "X" (multiplying
769 |  | factor 0.1405) 562.39
769 | TOTAL |  |  |  |  | 4565.16 Y
769 | Add 15% CPOH on "Y" |  |  |  |  | 684.77
769 | TOTAL |  |  |  |  | 5249.93 | Z
769 | Add Cess @ 1% on "Z" |  |  |  |  | 52.50
769 |  | Cost for 10 metre 5302.43
769 |  | Cost for 1 metre 530.24
769 | Say |  |  |  |  | 530.25
770 | 11.25 | Extra for marble stone flooring in treads of steps and risers using single length up to 2.00 metre. Details of cost for 10sqm. LABOUR
770 | 0123 | Mason (brick layer) 1st class | day | 1.95 | 738.00 | 1439.10
770 | 0114 | Beldar | day | 1.40 | 558.00 | 781.20
770 | 0115 | Coolie | day | 0.75 | 558.00 | 418.50
770 | 0139 | Skilled Beldar (for floor rubbing etc.) | day | 3.18 | 617.00 | 1962.06
770 | 9999 | Sundries | L.S. | 26.91 | 2.00 | 53.82
770 | TOTAL |  |  |  |  | 4654.68 W
770 | Add 1 % Water charges on "W" |  |  |  |  | 46.55
770 | TOTAL |  |  |  |  | 4701.23 X
770 |  | Add GST on "X" (multiplying
770 |  | factor 0.1405) 660.52
770 | TOTAL |  |  |  |  | 5361.75 Y
770 | Add 15% CPOH on "Y" |  |  |  |  | 804.26
770 | TOTAL |  |  |  |  | 6166.01 | Z
770 | Add Cess @ 1% on "Z" |  |  |  |  | 61.66
770 |  | Cost for 10sqm. 6227.67
770 |  | Cost for 1sqm. 622.77
770 | Say |  |  |  |  | 622.75
770 | 11.26 | Kota stone slab flooring over 20 mm (average) thick base laid over and jointed with grey cement slurry mixed with pigment to match the shade of the slab, including rubbing and polishing complete with base of cement mortar 1 : 4 (1 cement : 4 coarse sand) :
770 | 11.26.1 | 25 mm thick Details of cost for 10sqm. MATERIAL
770 | 1168 | Kota stone slab 20 mm to 25 mm thick (semi-polished) including 15% wastage | sqm | 11.50 | 280.00 | 3220.00
770 | 2216 | Carriage of Stone blocks white & red sand stone & kota stone slab | tonne | 0.67 | 92.24 | 61.80
770 |  | Cement mortar 1 : 4 (1 cement :
770 |  | 4 coarse sand)
770 | 3.9 | Rate as per Item Number 3.9 of SH: Mortars | cum | 0.224 | 4010.35 | 898.32
770 |  | Cement for slurry-(i) for bedding
770 |  | = 44kg+
770 |  | (ii) for joints = 20 kg.Total = 64 kg. or
770 |  | 0.064 tonne
770 | 0367 | Portland Cement | tonne | 0.064 | 4940.00 | 316.16
770 | 2209 | Carriage of Cement | tonne | 0.064 | 92.24 | 5.90
770 | 0874 | Black colour dark shade pigment | kilogram | 4.50 | 70.00 | 315.00
770 |  | LABOUR
770 | 0124 | Mason (brick layer) 2nd class | day | 1.20 | 679.00 | 814.80
770 | 0114 | Beldar | day | 1.00 | 558.00 | 558.00
770 | 0115 | Coolie | day | 1.00 | 558.00 | 558.00
770 | 0139 | Skilled Beldar (for floor rubbing etc.) | day | 5.00 | 617.00 | 3085.00
771 | 0013 | Machine for rubbing of floors | day | 4.00 | 300.00 | 1200.00
771 | 9999 | Sundries | L.S. | 208.13 | 2.00 | 416.26
771 | TOTAL |  |  |  |  | 11449.24 W
771 | Add 1 % Water charges on "W" |  |  |  |  | 114.49
771 | TOTAL |  |  |  |  | 11563.73 X
771 |  | Add GST on "X" (multiplying factor
771 |  | 0.1405) 1624.70
771 | TOTAL |  |  |  |  | 13188.44 Y
771 | Add 15% CPOH on "Y" |  |  |  |  | 1978.27
771 | TOTAL |  |  |  |  | 15166.71 | Z
771 | Add Cess @ 1% on "Z" |  |  |  |  | 151.67
771 |  | Cost for 10sqm. 15318.37
771 |  | Cost for 1sqm. 1531.84
771 | Say |  |  |  |  | 1531.85
771 | 11.27 | Kota stone slabs 20 mm thick in risers of steps, skirting, dado and pillars laid on 12 mm (average) thick cement mortar 1:3 (1 cement: 3 coarse sand) and jointed with grey cement slurry mixed with pigment to match the shade of the slabs, including rubbing and polishing complete. Details of cost for 10sqm. MATERIAL
771 | 1168 | Kota stone slab 20 mm to 25 mm thick (semi-polished) including 15% wastage | sqm | 11.50 | 280.00 | 3220.00
771 | 2216 | Carriage of Stone blocks white & red sand stone & kota stone slab | tonne | 0.67 | 92.24 | 61.80
771 |  | Cement mortar 1:3 (1 cement :
771 |  | 3 coarse sand)
771 | 3.8 | Rate as per Item Number 3.8 of SH: Mortars | cum | 0.144 | 4664.55 | 671.70
771 | 0367 | Portland Cement | tonne | 0.064 | 4940.00 | 316.16
771 |  | for slurry
771 | 2209 | Carriage of Cement | tonne | 0.064 | 92.24 | 5.90
771 | 0874 | Black colour dark shade pigment | kilogram | 4.50 | 70.00 | 315.00
771 |  | LABOUR
771 | 0124 | Mason (brick layer) 2nd class | day | 3.00 | 679.00 | 2037.00
771 | 0114 | Beldar | day | 3.00 | 558.00 | 1674.00
771 | 0115 | Coolie | day | 1.00 | 558.00 | 558.00
771 | 0139 | Skilled Beldar (for floor rubbing etc.) | day | 7.00 | 617.00 | 4319.00
771 | 9999 | Sundries | L.S. | 174.98 | 2.00 | 349.96
771 | TOTAL |  |  |  |  | 13528.52 W
771 | Add 1 % Water charges on "W" |  |  |  |  | 135.29
771 | TOTAL |  |  |  |  | 13663.80 X
771 |  | Add GST on "X" (multiplying
771 |  | factor 0.1405) 1919.76
771 | TOTAL |  |  |  |  | 15583.57 Y
771 | Add 15% CPOH on "Y" |  |  |  |  | 2337.54
771 | TOTAL |  |  |  |  | 17921.10 | Z
771 | Add Cess @ 1% on "Z" |  |  |  |  | 179.21
771 |  | Cost for 10sqm. 18100.32
771 |  | Cost for 1sqm. 1810.03
771 | Say |  |  |  |  | 1810.05
772 | 11.28 | 40 mm thick fine dressed stone flooring over 20 mm (average) thick base of cement mortar 1:5 (1 cement : 5 coarse sand) with joints finished flush.
772 | 11.28.1 | Red sand stone Details of cost for 10sqm. MATERIAL Finished work = 10 sqm Add for wastage @ 10% = 1 sqm Total = 11 sqm
772 | 1164 | Red sand stone slab 40 mmthick (un-dressed) | sqm | 11.00 | 200.00 | 2200.00
772 | 9977 | Carriage | L.S. | 34.06 | 2.00 | 68.12
772 |  | Cement mortar 1 : 5 (1 cement :
772 |  | 5 coarse sand)
772 |  | (i) for beading = 0.224 cum+
772 |  | (ii) for joining = 0.026 cum.
772 |  | Total=0.250cum.
772 | 3.10 | Rate as per Item Number 3.10 of SH: Mortars | cum | 0.25 | 3658.10 | 914.53
772 |  | LABOUR
772 | 0123 | Mason (brick layer) 1st class | day | 3.10 | 738.00 | 2287.80
772 | 0100 | Bandhani | day | 1.10 | 617.00 | 678.70
772 | 0115 | Coolie | day | 0.55 | 558.00 | 306.90
772 | 0101 | Bhisti | day | 0.27 | 617.00 | 166.59
772 | 9999 | Sundries | L.S. | 10.79 | 2.00 | 21.58
772 | TOTAL |  |  |  |  | 6644.22 W
772 | Add 1 % Water charges on "W" |  |  |  |  | 66.44
772 | TOTAL |  |  |  |  | 6710.66 X
772 |  | Add GST on "X" (multiplying
772 |  | factor 0.1405) 942.85
772 | TOTAL |  |  |  |  | 7653.50 Y
772 | Add 15% CPOH on "Y" |  |  |  |  | 1148.03
772 | TOTAL |  |  |  |  | 8801.53 | Z
772 | Add Cess @ 1% on "Z" |  |  |  |  | 88.02
772 |  | Cost for 10sqm. 8889.55
772 |  | Cost for 1sqm. 888.95
772 | Say |  |  |  |  | 888.95
772 | 11.28.2 | White sand stone Details of cost for 10sqm. MATERIAL Finished work = 10 sqm Add for wastage @ 10% = 1 sqm Total = 11 sqm
772 | 1165 | White sand stone slab 40 mm thick (un-dressed) | sqm | 11.00 | 200.00 | 2200.00
773 | 9977 | Carriage | L.S. | 34.06 | 2.00 | 68.12
773 |  | Cement mortar 1 : 5 (1 cement :
773 |  | 5 coarse sand)
773 |  | (i) for beading = 0.224 cum+
773 |  | (ii) for joining = 0.026 cum.
773 |  | Total=0.250cum.
773 | 3.10 | Rate as per Item Number 3.10 of SH: Mortars | cum | 0.25 | 3658.10 | 914.53
773 |  | LABOUR
773 | 0123 | Mason (brick layer) 1st class | day | 3.10 | 738.00 | 2287.80
773 | 0100 | Bandhani | day | 1.10 | 617.00 | 678.70
773 | 0115 | Coolie | day | 0.55 | 558.00 | 306.90
773 | 0101 | Bhisti | day | 0.27 | 617.00 | 166.59
773 | 9999 | Sundries | L.S. | 10.79 | 2.00 | 21.58
773 | TOTAL |  |  |  |  | 6644.22 W
773 | Add 1 % Water charges on "W" |  |  |  |  | 66.44
773 | TOTAL |  |  |  |  | 6710.66 X
773 |  | Add GST on "X" (multiplying
773 |  | factor 0.1405) 942.85
773 | TOTAL |  |  |  |  | 7653.50 Y
773 | Add 15% CPOH on "Y" |  |  |  |  | 1148.03
773 | TOTAL |  |  |  |  | 8801.53 | Z
773 | Add Cess @ 1% on "Z" |  |  |  |  | 88.02
773 |  | Cost for 10sqm. 8889.55
773 |  | Cost for 1sqm. 888.95
773 | Say |  |  |  |  | 888.95
773 | 11.29 | 40 mm thick fine dressed stone flooring over 20 mm (average) thick base of cement mortar 1:5 (1 cement : 5 coarse sand), including pointing with cement mortar 1:2 (1 cement : 2 stone dust) with an admixture of pigment to match the shade of stone.
773 | 11.29.1 | Red sand stone Details of cost for 10sqm. MATERIAL Finished work = 10 sqm Add for wastage @ 10% = 1 sqm Total = 11 sqm
773 | 1164 | Red sand stone slab 40 mmthick (un-dressed) | sqm | 11.00 | 200.00 | 2200.00
773 | 9977 | Carriage | L.S. | 34.06 | 2.00 | 68.12
773 |  | Cement mortar 1 : 5 (1 cement :
773 |  | 5 coarse sand)
773 |  | (i) for beading = 0.224 cum+
773 |  | (ii) for joining = 0.026 cum.
773 |  | Total=0.250cum.
773 | 3.10 | Rate as per Item Number 3.10 of SH: Mortars | cum | 0.25 | 3658.10 | 914.53
773 |  | Cement mortar 1:2 (1 Cement :
773 |  | 2 stone dust for pointing)
774 | 3.12 | Rate as per Item Number 3.12 of SH: Mortars | cum | 0.023 | 5108.05 | 117.49
774 |  | LABOUR
774 | 0123 | Mason (brick layer) 1st class | day | 3.90 | 738.00 | 2878.20
774 | 0100 | Bandhani | day | 1.10 | 617.00 | 678.70
774 | 0115 | Coolie | day | 1.40 | 558.00 | 781.20
774 | 0101 | Bhisti | day | 0.55 | 617.00 | 339.35
774 | 9999 | Sundries | L.S. | 26.91 | 2.00 | 53.82
774 | TOTAL |  |  |  |  | 8031.40 W
774 | Add 1 % Water charges on "W" |  |  |  |  | 80.31
774 | TOTAL |  |  |  |  | 8111.71 X
774 |  | Add GST on "X" (multiplying
774 |  | factor 0.1405) 1139.70
774 | TOTAL |  |  |  |  | 9251.41 Y
774 | Add 15% CPOH on "Y" |  |  |  |  | 1387.71
774 | TOTAL |  |  |  |  | 10639.12 | Z
774 | Add Cess @ 1% on "Z" |  |  |  |  | 106.39
774 |  | Cost for 10sqm. 10745.51
774 |  | Cost for 1sqm. 1074.55
774 | Say |  |  |  |  | 1074.55
774 | 11.29.2 | White sand stone Details of cost for 10sqm. MATERIAL Finished work = 10 sqm Add for wastage @ 10% = 1 sqm Total = 11 sqm
774 | 1165 | White sand stone slab 40 mm thick (un-dressed) | sqm | 11.00 | 200.00 | 2200.00
774 | 9977 | Carriage | L.S. | 34.06 | 2.00 | 68.12
774 |  | Cement mortar 1 : 5 (1 cement :
774 |  | 5 coarse sand)
774 |  | (i) for beading = 0.224 cum+
774 |  | (ii) for joining = 0.026 cum.
774 |  | Total=0.250cum.
774 | 3.10 | Rate as per Item Number 3.10 of SH: Mortars | cum | 0.25 | 3658.10 | 914.53
774 |  | Cement mortar 1:2 (1 Cement : 2 stone
774 |  | dust for pointing)
774 | 3.12 | Rate as per Item Number 3.12 of SH: Mortars | cum | 0.023 | 5108.05 | 117.49
774 |  | LABOUR
774 | 0123 | Mason (brick layer) 1st class | day | 3.90 | 738.00 | 2878.20
774 | 0100 | Bandhani | day | 1.10 | 617.00 | 678.70
774 | 0115 | Coolie | day | 1.40 | 558.00 | 781.20
774 | 0101 | Bhisti | day | 0.55 | 617.00 | 339.35
775 | 9999 | Sundries | L.S. | 26.91 | 2.00 | 53.82
775 | TOTAL |  |  |  |  | 8031.40 W
775 | Add 1 % Water charges on "W" |  |  |  |  | 80.31
775 | TOTAL |  |  |  |  | 8111.71 X
775 |  | Add GST on "X" (multiplying
775 |  | factor 0.1405) 1139.70
775 | TOTAL |  |  |  |  | 9251.41 Y
775 | Add 15% CPOH on "Y" |  |  |  |  | 1387.71
775 | TOTAL |  |  |  |  | 10639.12 | Z
775 | Add Cess @ 1% on "Z" |  |  |  |  | 106.39
775 |  | Cost for 10sqm. 10745.51
775 |  | Cost for 1sqm. 1074.55
775 | Say |  |  |  |  | 1074.55
775 | 11.30 | 40 mm thick rubbed stone flooring over 20 mm (average) thick base of cement mortar 1:5 (1 cement : 5 coarse sand) with joints 3 mm thick, side buttered with cement mortar 1:2 (1 cement : 2 stone dust) admixed with pigment to match the shade of stone and pointing with same mortar.
775 | 11.30.1 | Red sand stone Details of cost for 10sqm. MATERIAL Finished work = 10 sqm Add for wastage @ 10% = 1 sqm Total = 11 sqm
775 | 1164 | Red sand stone slab 40 mmthick (un-dressed) | sqm | 11.00 | 200.00 | 2200.00
775 | 9977 | Carriage | L.S. | 34.06 | 2.00 | 68.12
775 |  | Cement mortar 1 : 5 (1 cement :
775 |  | 5 coarse sand)
775 |  | (i) for beading = 0.224 cum+
775 |  | (ii) for joining = 0.026 cum.
775 |  | Total=0.250cum.
775 | 3.10 | Rate as per Item Number 3.10 of SH: Mortars | cum | 0.25 | 3658.10 | 914.53
775 |  | Cement mortar 1:2 (1 Cement :
775 |  | 2 stone dust for pointing)
775 | 3.12 | Rate as per Item Number 3.12 of SH: Mortars | cum | 0.023 | 5108.05 | 117.49
775 |  | LABOUR
775 | 0123 | Mason (brick layer) 1st class | day | 3.90 | 738.00 | 2878.20
775 | 0100 | Bandhani | day | 1.10 | 617.00 | 678.70
775 | 0115 | Coolie | day | 1.40 | 558.00 | 781.20
775 | 0101 | Bhisti | day | 0.55 | 617.00 | 339.35
775 | 9999 | Sundries | L.S. | 26.91 | 2.00 | 53.82
775 |  | Labour for rubbing of stone
775 | 0139 | Skilled Beldar (for floor rubbing etc.) | day | 0.618 | 617.00 | 381.31
776 | 0013 | Machine for rubbing of floors | day | 0.988 | 300.00 | 296.40
776 | TOTAL |  |  |  |  | 8709.11 W
776 | Add 1 % Water charges on "W" |  |  |  |  | 87.09
776 | TOTAL |  |  |  |  | 8796.20 X
776 |  | Add GST on "X" (multiplying
776 |  | factor 0.1405) 1235.87
776 | TOTAL |  |  |  |  | 10032.06 Y
776 | Add 15% CPOH on "Y" |  |  |  |  | 1504.81
776 | TOTAL |  |  |  |  | 11536.87 | Z
776 | Add Cess @ 1% on "Z" |  |  |  |  | 115.37
776 |  | Cost for 10sqm. 11652.24
776 |  | Cost for 1sqm. 1165.22
776 | Say |  |  |  |  | 1165.20
776 | 11.30.2 | White sand stone Details of cost for 10sqm. MATERIAL Finished work = 10 sqm Add for wastage @ 10% = 1 sqm Total = 11 sqm
776 | 1165 | White sand stone slab 40 mm thick (un-dressed) | sqm | 11.00 | 200.00 | 2200.00
776 | 9977 | Carriage | L.S. | 34.06 | 2.00 | 68.12
776 |  | Cement mortar 1 : 5 (1 cement :
776 |  | 5 coarse sand)
776 |  | (i) for beading = 0.224 cum+
776 |  | (ii) for joining = 0.026 cum.
776 |  | Total=0.250cum.
776 | 3.10 | Rate as per Item Number 3.10 of SH: Mortars | cum | 0.25 | 3658.10 | 914.53
776 |  | Cement mortar 1:2 (1 Cement :
776 |  | 2 stone dust for pointing)
776 | 3.12 | Rate as per Item Number 3.12 of SH: Mortars | cum | 0.023 | 5108.05 | 117.49
776 |  | LABOUR
776 | 0123 | Mason (brick layer) 1st class | day | 3.90 | 738.00 | 2878.20
776 | 0100 | Bandhani | day | 1.10 | 617.00 | 678.70
776 | 0115 | Coolie | day | 1.40 | 558.00 | 781.20
776 | 0101 | Bhisti | day | 0.55 | 617.00 | 339.35
776 | 9999 | Sundries | L.S. | 26.91 | 2.00 | 53.82
776 |  | Labour for rubbing of stone
776 | 0139 | Skilled Beldar (for floor rubbing etc.) | day | 0.618 | 617.00 | 381.31
777 | 0013 | Machine for rubbing of floors | day | 0.988 | 300.00 | 296.40
777 | TOTAL |  |  |  |  | 8709.11 W
777 | Add 1 % Water charges on "W" |  |  |  |  | 87.09
777 | TOTAL |  |  |  |  | 8796.20 X
777 |  | Add GST on "X" (multiplying
777 |  | factor 0.1405) 1235.87
777 | TOTAL |  |  |  |  | 10032.06 Y
777 | Add 15% CPOH on "Y" |  |  |  |  | 1504.81
777 | TOTAL |  |  |  |  | 11536.87 | Z
777 | Add Cess @ 1% on "Z" |  |  |  |  | 115.37
777 |  | Cost for 10sqm. 11652.24
777 |  | Cost for 1sqm. 1165.22
777 | Say |  |  |  |  | 1165.20
777 | 11.31 | Extra for pre finished nosing in treads of steps of Kota stone/ sand stone slab. Details of cost for 10 metre LABOUR
777 | 0126 | Mason (for ornamental stone work) 1st class | day | 1.50 | 738.00 | 1107.00
777 | TOTAL |  |  |  |  | 1107.00 W
777 | Add 1 % Water charges on "W" |  |  |  |  | 11.07
777 | TOTAL |  |  |  |  | 1118.07 X
777 |  | Add GST on "X" (multiplying
777 |  | factor 0.1405) 157.09
777 | TOTAL |  |  |  |  | 1275.16 Y
777 | Add 15% CPOH on "Y" |  |  |  |  | 191.27
777 | TOTAL |  |  |  |  | 1466.43 | Z
777 | Add Cess @ 1% on "Z" |  |  |  |  | 14.66
777 |  | Cost for 10metre 1481.10
777 |  | Cost for 1 metre 148.11
777 | Say |  |  |  |  | 148.10
777 | 11.32 | Extra for Kota stone/ sand stone in treads of steps and risers using single length up to 1.05 metre. Details of cost for 10sqm. LABOUR
777 | 0124 | Mason (brick layer) 2nd class | day | 0.20 | 679.00 | 135.80
777 | 0114 | Beldar | day | 0.20 | 558.00 | 111.60
777 | TOTAL |  |  |  |  | 247.40 W
777 | Add 1 % Water charges on "W" |  |  |  |  | 2.47
777 | TOTAL |  |  |  |  | 249.87 X
777 |  | Add GST on "X" (multiplying factor
777 |  | 0.1405) 35.11
777 | TOTAL |  |  |  |  | 284.98 Y
777 | Add 15% CPOH on "Y" |  |  |  |  | 42.75
777 | TOTAL |  |  |  |  | 327.73 | Z
777 | Add Cess @ 1% on "Z" |  |  |  |  | 3.28
777 |  | Cost for 10sqm. 331.01
777 |  | Cost for 1sqm. 33.10
777 | Say |  |  |  |  | 33.10
778 | 11.33 | 25 mm wooden planking, tongued and grooved in flooring, including fixing with iron screws complete with :
778 | 11.33.1 | Second class teak wood Details of cost for 2.5x4=10 sqm. MATERIAL Second class indian teak wood No of joints = 4000/138 = 28.97 Total = (29-1) = 28 nos Qty of wood required 2.5(4+0.336)x0.025 = 0.271 cum Add wastage @ 10 % = 0.027 cum Total = 0.2981 cum = 298.1 cudm
778 | 1190 | Second class teak wood in planks | 10 cudm | 29.81 | 791.00 | 23579.71
778 | 1231 | Extra for selected planks of second class teakwood | 10 cudm | 29.81 | 150.00 | 4471.50
778 | 2204 | Carriage of Timber | cum | 0.2981 | 118.59 | 35.35
778 | 0682 | Oxidised mild steel screws 50 mm | 100 Nos | 2.00 | 76.00 | 152.00
778 |  | (slotted counters sunk head type)
778 |  | LABOUR
778 | 0111 | Carpenter 1st class | day | 2.68 | 738.00 | 1977.84
778 | 0114 | Beldar | day | 1.35 | 558.00 | 753.30
778 | 9999 | Sundries for glue etc. | L.S. | 33.28 | 2.00 | 66.56
778 | TOTAL |  |  |  |  | 31036.26 W
778 | Add 1 % Water charges on "W" |  |  |  |  | 310.36
778 | TOTAL |  |  |  |  | 31346.62 X
778 |  | Add GST on "X" (multiplying factor
778 |  | 0.1405) 4404.20
778 | TOTAL |  |  |  |  | 35750.83 Y
778 | Add 15% CPOH on "Y" |  |  |  |  | 5362.62
778 | TOTAL |  |  |  |  | 41113.45 | Z
778 | Add Cess @ 1% on "Z" |  |  |  |  | 411.13
778 |  | Cost for 10 sqm. 41524.58
778 |  | Cost for 1sqm. 4152.46
778 | Say |  |  |  |  | 4152.45
778 | 11.33.2 | Second class deodar wood Details of cost for 2.5x4=10 sqm. MATERIAL First class deodar wood planks No of joints = 4000/138 = 28.97 Total = (29-1) = 28 nos Qty of wood required 2.5(4+0.336)x0.025 = 0.271 cum Add wastage @ 10 % = 0.027 cum Total = 0.2981 cum = 298.1 cudm
778 | 1194 | Second class deodar wood in planks | 10 cudm | 29.81 | 500.00 | 14905.00
778 | 2500 | Extra for selected planks of second class deodar wood | 10 cudm | 29.81 | 110.00 | 3279.10
778 | 2204 | Carriage of Timber | cum | 0.2981 | 118.59 | 35.35
779 | 0682 | Oxidised mild steel screws 50 mm | 100 Nos | 2.00 | 76.00 | 152.00
779 |  | (slotted counters sunk head type)
779 |  | LABOUR
779 | 0111 | Carpenter 1st class | day | 2.16 | 738.00 | 1594.08
779 | 0114 | Beldar | day | 1.08 | 558.00 | 602.64
779 | 9999 | Sundries for glue etc. | L.S. | 26.91 | 2.00 | 53.82
779 | TOTAL |  |  |  |  | 20621.99 W
779 | Add 1 % Water charges on "W" |  |  |  |  | 206.22
779 | TOTAL |  |  |  |  | 20828.21 X
779 |  | Add GST on "X" (multiplying
779 |  | factor 0.1405) 2926.36
779 | TOTAL |  |  |  |  | 23754.58 Y
779 | Add 15% CPOH on "Y" |  |  |  |  | 3563.19
779 | TOTAL |  |  |  |  | 27317.76 | Z
779 | Add Cess @ 1% on "Z" |  |  |  |  | 273.18
779 |  | Cost for 10 sqm. 27590.94
779 |  | Cost for 1sqm. 2759.09
779 | Say |  |  |  |  | 2759.10
779 | 11.34 | 38 mm thick wood block flooring of first class teak wood laid over 25 mm thick leveling layer of cement concrete 1:2:4 (1 cement : 2 coarse sand : 4 graded stone aggregate 10 mm nominal size) to be paid separately, coated with a thin layer of hot bitumen penetration 80/25 (blown type) @ 2.45 kg per sqm, including fixing blocks in position after dipping in hot bitumen (blown type) up to half depth, planed, levelled smooth and finished complete. Details of cost for 1sqm. Bitumen blown type i) For bed layer @ 2.45kg/sqm. = 2.45kg+ ii) For dipping blocks L.S. = 2.00Kg. Total = 4.45kg.
779 | 0313 | Blown type petroleum bitumen of penetration 85/25 of approved quality | tonne | 0.0044 | 34000.00 | 149.60
779 | 2211 | Carriage of Tar bitumen | tonne | 0.0044 | 103.77 | 0.46
779 |  | 1st class teal wood in scanting for
779 |  | wooden blocks
779 |  | 1 sqm x 0.038 m = 0.038 cum
779 |  | Add 10 % wastage = 0.0038 cum
779 |  | Total = 0.0418 cum or 41.8 cudm
779 | 1187 | First class teak wood in scantling | 10 cudm | 4.18 | 880.00 | 3678.40
779 | 2204 | Carriage of Timber | cum | 0.0418 | 118.59 | 4.96
779 |  | LABOUR
779 | 0111 | Carpenter 1st class | day | 1.75 | 738.00 | 1291.50
779 | 0114 | Beldar | day | 2.25 | 558.00 | 1255.50
779 | 0115 | Coolie | day | 1.50 | 558.00 | 837.00
780 | 0130 | Mistry | day | 0.10 | 738.00 | 73.80
780 | 9999 | Sundries such as fuel, kerosene oil, sand paper etc. | L.S. | 80.73 | 2.00 | 161.46
780 | TOTAL |  |  |  |  | 7452.67 W
780 | Add 1 % Water charges on "W" |  |  |  |  | 74.53
780 | TOTAL |  |  |  |  | 7527.20 X
780 |  | Add GST on "X" (multiplying
780 |  | factor 0.1405) 1057.57
780 | TOTAL |  |  |  |  | 8584.77 Y
780 | Add 15% CPOH on "Y" |  |  |  |  | 1287.72
780 | TOTAL |  |  |  |  | 9872.49 | Z
780 | Add Cess @ 1% on "Z" |  |  |  |  | 98.72
780 |  | Cost for 1 sqm. 9971.21
780 | Say |  |  |  |  | 9971.20
780 | 11.35 | Providing and fixing M.S. angle 50x50x5 mm to act as nosing with lugs of M.S. flat 10x5 mm, 10 cm long, forked at end 60cm apart (minimum three lugs to be provided), including necessary welding and applying a priming coat of approved primer on exposed surface etc. complete. Details of cost for 3m (11.40+0.24kg = 11.64kg) MATERIAL Angle iron 50x50x5 mm =3 m Add wastage @ 5% = 0.15 m Total=3.15 m @ 3.80 kg per m = 11.97 kg Say 0.12 qtl
780 | 1007 | Structurals such as tees,angles channels and R.S. joists | quintal | 0.12 | 4600.00 | 552.00
780 |  | Lugs 10x5 mm flat = 6x0.10 = 0.60 m@
780 |  | 0.40 kg per m = 0.24 kg
780 |  | Add wastage @ 5% = 0.012 kg
780 |  | Total 0.252 kg or 0.0025 qtl
780 | 1008 | Flats upto 10 mm in thickness | quintal | 0.0025 | 4500.00 | 11.25
780 | 2205 | Carriage of Steel | tonne | 0.016 | 92.24 | 1.48
780 | 1215 | Welding by electric plant | cm | 6.00 | 2.00 | 12.00
780 |  | 6cm (lugs)
780 | 9999 | Sundries | L.S. | 9.10 | 2.00 | 18.20
780 |  | LABOUR
780 | 0103 | Blacksmith 2nd class | day | 0.09 | 679.00 | 61.11
780 | 0123 | Mason (brick layer) 1st class | day | 0.45 | 738.00 | 332.10
780 | 0114 | Beldar | day | 0.25 | 558.00 | 139.50
780 |  | Priming coat 3x0.20 = 0.60 sqm
781 | 13.50.3 | Rate as per item no 13.50.3 of SH : Finishing | sqm | 0.60 | 50.70 | 30.42 A
781 | TOTAL |  |  |  |  | 1158.06 W
781 | Add 1 % Water charges on "W-A" |  |  |  |  | 11.28
781 | TOTAL |  |  |  |  | 1169.33 X
781 |  | Add GST on "X-A" (multiplying
781 |  | factor 0.1405) 160.02
781 | TOTAL |  |  |  |  | 1329.35 Y
781 | Add 15% CPOH on "Y-A" |  |  |  |  | 194.84
781 | TOTAL |  |  |  |  | 1524.19 Z
781 | Add Cess @ 1% on "Z-A" |  |  |  |  | 14.94
781 |  | Cost for 11.64 kg. 1539.13
781 |  | Cost per 1 Kg. 132.23
781 | Say |  |  |  |  | 132.25
781 | 11.37 | Providing and laying Ceramic glazed floor tiles of size 300x300 mm (thickness to be specified by the manufacturer) of 1st quality conforming to IS : 15622 of approved make in colours such as White, Ivory, Grey, Fume Red Brown, laid on 20 mm thick cement mortar 1:4 (1 Cement : 4 Coarse sand), Jointing with grey cement slurry @ 3.3 kg/sqm including pointing the joints with white cement and matching pigment etc., complete. Details of cost for 1 sqm MATERIAL Glazed Ceramic floor tiles 300x300 mm size = 1.000 sqm Add for wastage & breakage @ 2.5 % = 0.025 sqm Total = 1.025 sqm
781 | 7801 | Ceramic Glazed Tiles Ist quality 300 x 300mm in all shades and designs of White, Ivory, grey, Fuem Red brown etc. | sqm | 1.025 | 209.10 | 214.33
781 | 9977 | Carriage of tiles | L.S. | 6.24 | 2.00 | 12.48
781 |  | 20 mm thick Cement mortar
781 |  | 1 : 4 (1 cement : 4 coarse sand)
781 | 3.9 | Rate as per Item Number 3.9 of SH: Mortars | cum | 0.024 | 4010.35 | 96.25
781 | 9999 | Mortar for pointing in white cement | L.S. | 20.20 | 2.00 | 40.40
781 |  | Cement for slurry over bed @ 3.3 kg
781 |  | per sqm
781 | 0367 | Portland Cement | tonne | 0.0033 | 4940.00 | 16.30
781 |  | LABOUR
781 | 0123 | Mason (brick layer) 1st class | day | 0.20 | 738.00 | 147.60
781 | 0115 | Coolie | day | 0.20 | 558.00 | 111.60
782 | 9988 | Sundries including carriage of cement etc | L.S. | 26.91 | 2.00 | 53.82
782 | TOTAL |  |  |  |  | 692.78 W
782 | Add 1 % Water charges on "W" |  |  |  |  | 6.93
782 | TOTAL |  |  |  |  | 699.71 X
782 |  | Add GST on "X" (multiplying
782 |  | factor 0.1405) 98.31
782 | TOTAL |  |  |  |  | 798.01 Y
782 | Add 15% CPOH on "Y" |  |  |  |  | 119.70
782 | TOTAL |  |  |  |  | 917.72 | Z
782 | Add Cess @ 1% on "Z" |  |  |  |  | 9.18
782 |  | Cost for 1 sqm 926.89
782 | Say |  |  |  |  | 926.90
782 |  | 11.37A Providing and fixing 1st quality ceramic glazed floor tiles conforming to IS :
782 |  | 15622 (thickness to be specified by the manufacturer ) of approved make in all
782 |  | colours, shades except burgundy, bottle green, black of any size as approved
782 |  | by Engineer-in-Charge in skirting, risers of steps and dados over 12 mm thick
782 |  | bed of cement Mortar 1:3 (1 cement: 3 coarse sand) and jointing with grey cement
782 |  | slurry @ 3.3kg per sqm including pointing in white cement mixed with pigment
782 |  | of matching shade complete.
782 |  | Detail of Cost for 1.00 Sqm
782 |  | Material
782 | 7801 | Glazed Ceramic Floor Tile = 1.00 Sqm+ Add for wastage and breakage @2.5% = 0.025 Sqm =1.025 Sqm | sqm | 1.025 | 209.10 | 214.33
782 | 9999 | Carriage of Tiles | L.S. | 6.240 | 2.00 | 12.48
782 | 3.8 | Cement mortar 1:3 (1 Cement: 3 Coarse Sand) | cum | 0.014 | 4664.55 | 65.30
782 | 9999 | Mortar for pointing in white cement | L.S. | 3.640 | 2.00 | 7.28
782 | 0367 | Cement for slurry over bed @ 3.3 Kg/Sqm | tonne | 0.0033 | 4940.00 | 16.30
782 |  | Labour
782 | 0123 | Mason 1st Class | day | 0.25 | 738.00 | 184.50
782 | 0115 | Coolie | day | 0.25 | 558.00 | 139.50
782 | 9999 | Sundries includding carriage of Cement etc | L.S. | 26.91 | 2.00 | 53.82
782 | TOTAL |  |  |  |  | 693.51 W
782 | Add 1 % Water charges on "W" |  |  |  |  | 6.94
782 | TOTAL |  |  |  |  | 700.45 X
782 |  | Add GST on "X" (multiplying
782 |  | factor 0.1405) 98.41
782 | TOTAL |  |  |  |  | 798.86 Y
782 | Add 15% CPOH on "Y" |  |  |  |  | 119.83
782 | TOTAL |  |  |  |  | 918.69 | Z
782 | Add Cess @ 1% on "Z" |  |  |  |  | 9.19
782 |  | Cost 1 sqm 927.88
782 | Say |  |  |  |  | 927.90
783 | 11.38 | Providing and laying Ceramic glazed floor tiles of size 300x300 mm (thickness to be specified by the manufacturer), of 1st quality conforming to IS : 15622, of approved make, in all colours, shades, except White, Ivory, Grey, Fume Red Brown, laid on 20 mm thick bed of cement mortar 1:4 (1 Cement : 4 Coarse sand), jointing with grey cement slurry @ 3.3 kg/ sq.m including pointing the joints with white cement and matching pigments etc., complete. Details of cost for 1 sqm MATERIAL Glazed Ceramic floor tiles 300x300 mm size = 1.000 sqm Add for wastage & breakage @ 2.5 % = 0.025 sqm Total = 1.025 sqm
783 | 7802 | Ceramic Glazed Tiles Ist quality 300 x 300 in all shades designs except White, Ivory, Grey, Fuem Red Brown etc. | sq.m. | 1.025 | 260.00 | 266.50
783 | 9977 | Carriage of tiles | L.S. | 6.24 | 2.00 | 12.48
783 |  | 20 mm thick Cement mortar
783 |  | 1 : 4 (1 cement : 4 coarse sand)
783 | 3.9 | Rate as per Item Number 3.9 of SH: Mortars | cum | 0.024 | 4010.35 | 96.25
783 | 9999 | Mortar for pointing in white cement | L.S. | 20.20 | 2.00 | 40.40
783 |  | Cement for slurry over bed @
783 |  | 3.3 kg per sqm
783 | 0367 | Portland Cement | tonne | 0.0033 | 4940.00 | 16.30
783 |  | LABOUR
783 | 0123 | Mason (brick layer) 1st class | day | 0.20 | 738.00 | 147.60
783 | 0115 | Coolie | day | 0.20 | 558.00 | 111.60
783 | 9988 | Sundries including carriage of cement etc | L.S. | 26.91 | 2.00 | 53.82
783 | TOTAL |  |  |  |  | 744.95 W
783 | Add 1 % Water charges on "W" |  |  |  |  | 7.45
783 | TOTAL |  |  |  |  | 752.40 X
783 |  | Add GST on "X" (multiplying
783 |  | factor 0.1405) 105.71
783 | TOTAL |  |  |  |  | 858.11 Y
783 | Add 15% CPOH on "Y" |  |  |  |  | 128.72
783 | TOTAL |  |  |  |  | 986.83 | Z
783 | Add Cess @ 1% on "Z" |  |  |  |  | 9.87
783 |  | Cost for 1 sqm 996.70
783 | Say |  |  |  |  | 996.70
784 | 11.39 | Providing and laying rectified Glazed Ceramic floor tiles of size 300x300 mm or more (thickness to be specified by the manufacturer), of 1st quality conforming to IS : 15622, of approved make, in colours White, Ivory, Grey, Fume Red Brown, laid on 20 mm thick cement mortar 1:4 (1 Cement: 4 Coarse sand), jointing with grey cement slurry @ 3.3 kg/ sqm including grouting the joints with white cement and matching pigments etc., complete. Details of cost for 1 sqm MATERIAL Rectified Ceramic Glazed floor tiles 300x 300 mm size = 1.000 sqm Add for wastage & breakage @ 2.5 % = 0.025 sqm Total = 1.025 sqm
784 | 7803 | Rectified Ceramic Glazed Tiles Ist quality 300x300mm or more in all shades designs White, Ivory, Grey, Fuem Red Brown etc. | sq.m. | 1.025 | 340.00 | 348.50
784 | 9977 | Carriage of tiles | L.S. | 6.24 | 2.00 | 12.48
784 |  | 20 mm thick Cement mortar
784 |  | 1 : 4 (1 cement : 4 coarse sand)
784 | 3.9 | Rate as per Item Number 3.9 of SH: Mortars | cum | 0.024 | 4010.35 | 96.25
784 | 9999 | Mortar for pointing in white cement | L.S. | 13.47 | 2.00 | 26.94
784 |  | Cement for slurry over bed @
784 |  | 3.3 kg per sqm
784 | 0367 | Portland Cement | tonne | 0.0033 | 4940.00 | 16.30
784 |  | LABOUR
784 | 0123 | Mason (brick layer) 1st class | day | 0.20 | 738.00 | 147.60
784 | 0115 | Coolie | day | 0.20 | 558.00 | 111.60
784 | 9988 | Sundries including carriage of cement etc | L.S. | 26.91 | 2.00 | 53.82
784 | TOTAL |  |  |  |  | 813.49 W
784 | Add 1 % Water charges on "W" |  |  |  |  | 8.13
784 | TOTAL |  |  |  |  | 821.63 X
784 |  | Add GST on "X" (multiplying
784 |  | factor 0.1405) 115.44
784 | TOTAL |  |  |  |  | 937.06 Y
784 | Add 15% CPOH on "Y" |  |  |  |  | 140.56
784 | TOTAL |  |  |  |  | 1077.62 | Z
784 | Add Cess @ 1% on "Z" |  |  |  |  | 10.78
784 |  | Cost for 1 sqm 1088.40
784 | Say |  |  |  |  | 1088.40
785 | 11.40 | Providing and laying rectified Glazed Ceramic floor tiles of size 300x300 mm or more (thickness to be specified by the manufacturer), of 1st quality conforming to IS : 15622, of approved make, in all colours, shades, except White, Ivory, Grey, Fume Red Brown, laid on 20 mm thick Cement Mortar 1:4 (1 Cement : 4 Coarse sand), jointing with grey cement slurry @ 3.3 kg/ sqm including pointing the joints with white cement and matching pigments etc., complete. Details of cost for 1 sqm MATERIAL Rectified Ceramic Glazed floor tiles 300x300 mm size or more = 1.000 sqm Add for wastage & breakage @ 2.5 % = 0.025 sqm Total = 1.025 sqm
785 | 7804 | Rectified Ceramic Glazed Tiles Ist quality 300x300mm or more in all shades designs except White, Ivory, Grey, Fuem Red Brown etc. | sq.m. | 1.025 | 400.00 | 410.00
785 | 9977 | Carriage of tiles | L.S. | 6.24 | 2.00 | 12.48
785 |  | 20 mm thick Cement mortar
785 |  | 1 : 4 (1 cement : 4 coarse sand)
785 | 3.9 | Rate as per Item Number 3.9 of SH: Mortars | cum | 0.024 | 4010.35 | 96.25
785 | 9999 | Mortar for pointing in white cement | L.S. | 13.47 | 2.00 | 26.94
785 |  | Cement for slurry over bed @
785 |  | 3.3 kg per sqm
785 | 0367 | Portland Cement | tonne | 0.0033 | 4940.00 | 16.30
785 |  | LABOUR
785 | 0123 | Mason (brick layer) 1st class | day | 0.20 | 738.00 | 147.60
785 | 0115 | Coolie | day | 0.20 | 558.00 | 111.60
785 | 9988 | Sundries including carriage of cement etc | L.S. | 26.91 | 2.00 | 53.82
785 | TOTAL |  |  |  |  | 874.99 W
785 | Add 1 % Water charges on "W" |  |  |  |  | 8.75
785 | TOTAL |  |  |  |  | 883.74 X
785 |  | Add GST on "X" (multiplying
785 |  | factor 0.1405) 124.17
785 | TOTAL |  |  |  |  | 1007.91 Y
785 | Add 15% CPOH on "Y" |  |  |  |  | 151.19
785 | TOTAL |  |  |  |  | 1159.09 | Z
785 | Add Cess @ 1% on "Z" |  |  |  |  | 11.59
785 |  | Cost for 1 sqm 1170.68
785 | Say |  |  |  |  | 1170.70
785 | 11.41 | Providing and laying vitrified floor tiles in different sizes (thickness to be specified by the manufacturer) with water absorption less than 0.08% and conforming to IS: 15622, of approved make, in all colours and shades, laid on 20mm thick cement mortar 1:4 (1 cement : 4 coarse sand), jointing with grey cement slurry @ 3.3 kg/ sqm including grouting the joints with white cement and matching pigments etc., complete.
786 | 11.41.1 | Size of Tile 500x500 mm Details of cost for 1 sqm MATERIAL Vitrified floor tiles 50x50 cm size = 1.000 sqm Add for wastage & breakage @ 2.5 % = 0.025 sqm Total = 1.025 sqm
786 | 8620 | Vitrified floor tile 50x50 cm | sqm | 1.025 | 490.00 | 502.25
786 | 9977 | Carriage of tiles | L.S. | 6.24 | 2.00 | 12.48
786 |  | 20 mm thick Cement mortar
786 |  | 1 : 4 (1 cement : 4 coarse sand)
786 | 3.9 | Rate as per Item Number 3.9 of SH: Mortars | cum | 0.024 | 4010.35 | 96.25
786 | 9999 | Mortar for pointing in white cement | L.S. | 3.64 | 2.00 | 7.28
786 |  | Cement for slurry over bed @
786 |  | 3.3 kg per sqm
786 | 0367 | Portland Cement | tonne | 0.0033 | 4940.00 | 16.30
786 |  | LABOUR
786 | 0123 | Mason (brick layer) 1st class | day | 0.20 | 738.00 | 147.60
786 | 0115 | Coolie | day | 0.20 | 558.00 | 111.60
786 | 9988 | Sundries including carriage of cement etc | L.S. | 26.91 | 2.00 | 53.82
786 | TOTAL |  |  |  |  | 947.58 W
786 | Add 1 % Water charges on "W" |  |  |  |  | 9.48
786 | TOTAL |  |  |  |  | 957.06 X
786 |  | Add GST on "X" (multiplying factor
786 |  | 0.1405) 134.47
786 | TOTAL |  |  |  |  | 1091.52 Y
786 | Add 15% CPOH on "Y" |  |  |  |  | 163.73
786 | TOTAL |  |  |  |  | 1255.25 | Z
786 | Add Cess @ 1% on "Z" |  |  |  |  | 12.55
786 |  | Cost for 1 sqm 1267.80
786 | Say |  |  |  |  | 1267.80
786 | 11.41.2 | Size of Tile 600x600 mm Details of cost for 1 sqm MATERIAL Vitrified floor tiles 60x60 cm size = 1.000 sqm Add for wastage & breakage @ 2.5 % = 0.025 sqm Total = 1.025 sqm
786 | 8621 | Vitrified floor tile 60x60 cm | sqm | 1.025 | 659.72 | 676.21
786 | 9977 | Carriage of tiles | L.S. | 6.24 | 2.00 | 12.48
786 |  | 20 mm thick Cement mortar
786 |  | 1 : 4 (1 cement : 4 coarse sand)
786 | 3.9 | Rate as per Item Number 3.9 of SH: Mortars | cum | 0.024 | 4010.35 | 96.25
786 | 9999 | Mortar for pointing in white cement | L.S. | 3.64 | 2.00 | 7.28
786 |  | Cement for slurry over bed @
786 |  | 3.3 kg per sqm
787 | 0367 | Portland Cement | tonne | 0.0033 | 4940.00 | 16.30
787 |  | LABOUR
787 | 0123 | Mason (brick layer) 1st class | day | 0.20 | 738.00 | 147.60
787 | 0115 | Coolie | day | 0.20 | 558.00 | 111.60
787 | 9988 | Sundries including carriage of cement etc | L.S. | 26.91 | 2.00 | 53.82
787 | TOTAL |  |  |  |  | 1121.54 W
787 | Add 1 % Water charges on "W" |  |  |  |  | 11.22
787 | TOTAL |  |  |  |  | 1132.76 X
787 |  | Add GST on "X" (multiplying
787 |  | factor 0.1405) 159.15
787 | TOTAL |  |  |  |  | 1291.91 Y
787 | Add 15% CPOH on "Y" |  |  |  |  | 193.79
787 | TOTAL |  |  |  |  | 1485.70 | Z
787 | Add Cess @ 1% on "Z" |  |  |  |  | 14.86
787 |  | Cost for 1 sqm 1500.56
787 | Say |  |  |  |  | 1500.55
787 | 11.41.3 | Size of Tile 800x800 mm Details of cost for 1 sqm MATERIAL Vitrified floor tiles 80x80 cm size = 1.00 sqm Add for wastage & breakage @ 2.5 % = 0.025 sqm Total = 1.025 sqm
787 | 8622 | Vitrified floor tile 80x80 cm | sqm | 1.025 | 850.00 | 871.25
787 | 9977 | Carriage of tiles | L.S. | 6.24 | 2.00 | 12.48
787 |  | 20 mm thick Cement mortar
787 |  | 1 : 4 (1 cement : 4 coarse sand)
787 | 3.9 | Rate as per Item Number 3.9 of SH: Mortars | cum | 0.024 | 4010.35 | 96.25
787 | 9999 | Mortar for pointing in white cement | L.S. | 2.60 | 2.00 | 5.20
787 |  | Cement for slurry over bed @
787 |  | 3.3 kg per sqm
787 | 0367 | Portland Cement | tonne | 0.0033 | 4940.00 | 16.30
787 |  | LABOUR
787 | 0123 | Mason (brick layer) 1st class | day | 0.20 | 738.00 | 147.60
787 | 0115 | Coolie | day | 0.20 | 558.00 | 111.60
787 | 9988 | Sundries including carriage of cement etc | L.S. | 26.91 | 2.00 | 53.82
787 | TOTAL |  |  |  |  | 1314.50 W
787 | Add 1 % Water charges on "W" |  |  |  |  | 13.15
787 | TOTAL |  |  |  |  | 1327.65 X
787 |  | Add GST on "X" (multiplying
787 |  | factor 0.1405) 186.53
787 | TOTAL |  |  |  |  | 1514.18 Y
787 | Add 15% CPOH on "Y" |  |  |  |  | 227.13
787 | TOTAL |  |  |  |  | 1741.31 | Z
787 | Add Cess @ 1% on "Z" |  |  |  |  | 17.41
787 |  | Cost for 1 sqm 1758.72
787 | Say |  |  |  |  | 1758.70
788 | 11.41.4 | Size of Tile 1000x1000 mm Details of cost for 1 sqm MATERIAL Vitrified floor tiles 100x100 cm size = 1.000 sqm Add for wastage & breakage @ 2.5 % = 0.025 sqm Total = 1.025 sqm
788 | 8623 | Vitrified floor tile 100x100 cm | sqm | 1.025 | 1390.00 | 1424.75
788 | 9977 | Carriage of tiles | L.S. | 6.24 | 2.00 | 12.48
788 |  | 20 mm thick Cement mortar
788 |  | 1 : 4 (1 cement : 4 coarse sand)
788 | 3.9 | Rate as per Item Number 3.9 of SH: Mortars | cum | 0.024 | 4010.35 | 96.25
788 | 9999 | Mortar for pointing in white cement | L.S. | 2.60 | 2.00 | 5.20
788 |  | Cement for slurry over bed @
788 |  | 3.3 kg per sqm
788 | 0367 | Portland Cement | tonne | 0.0033 | 4940.00 | 16.30
788 |  | LABOUR
788 | 0123 | Mason (brick layer) 1st class | day | 0.20 | 738.00 | 147.60
788 | 0115 | Coolie | day | 0.20 | 558.00 | 111.60
788 | 9988 | Sundries including carriage of cement etc | L.S. | 26.91 | 2.00 | 53.82
788 | TOTAL |  |  |  |  | 1868.00 W
788 | Add 1 % Water charges on "W" |  |  |  |  | 18.68
788 | TOTAL |  |  |  |  | 1886.68 X
788 |  | Add GST on "X" (multiplying
788 |  | factor 0.1405) 265.08
788 | TOTAL |  |  |  |  | 2151.76 Y
788 | Add 15% CPOH on "Y" |  |  |  |  | 322.76
788 | TOTAL |  |  |  |  | 2474.52 | Z
788 | Add Cess @ 1% on "Z" |  |  |  |  | 24.75
788 |  | Cost for 1 sqm 2499.27
788 | Say |  |  |  |  | 2499.25
788 | 11.42 | Deduct for not using 20 mm thick cement mortar 1:4 (1 cement : 4 coarse sand) bedding in laying of floor tiles and jointing with grey cement slurry @ 3.3 kg/ sqm. Details of cost for 1 sqm MATERIAL Cement mortar 1 : 4 (1 cement : 4 coarse sand)
788 | 3.9 | Rate as per Item Number 3.9 of SH: Mortars | cum | 0.024 | 4010.35 | 96.25
788 | 9999 | Mortar for pointing in white cement | L.S. | 40.43 | 2.00 | 80.86
788 |  | Cement for slurry over bed @
788 |  | 3.3 kg per sqm
789 | 0367 | Portland Cement | tonne | 0.0033 | 4940.00 | 16.30
789 |  | LABOUR
789 | 0123 | Mason (brick layer) 1st class | day | 0.20 | 738.00 | 147.60
789 | 0115 | Coolie | day | 0.20 | 558.00 | 111.60
789 | 9988 | Sundries i/c carriage of cement etc. | L.S. | 26.91 | 2.00 | 53.82
789 | TOTAL |  |  |  |  | 506.43 W
789 | Add 1 % Water charges on "W" |  |  |  |  | 5.06
789 | TOTAL |  |  |  |  | 511.49 X
789 |  | Add GST on "X" (multiplying
789 |  | factor 0.1405) 71.87
789 | TOTAL |  |  |  |  | 583.36 Y
789 | Add 15% CPOH on "Y" |  |  |  |  | 87.50
789 | TOTAL |  |  |  |  | 670.86 | Z
789 | Add Cess @ 1% on "Z" |  |  |  |  | 6.71
789 |  | Cost for 1 sqm 677.57
789 | Say |  |  |  |  | 677.55
789 | 11.43 | Fixing glazed/ Ceramic/ Vitrified floor tiles with cement based high polymer modified quick-set tile adhesive (Water based) conforming to IS: 15477, in average 3mm thickness. Details of cost for 1 sqm MATERIAL
789 | 8731 | High polymer modified quickset tile adhesive. | per kg | 5.00 | 9.00 | 45.00
789 | 9999 | Mortar for pointing in white cement | L.S. | 40.43 | 2.00 | 80.86
789 |  | LABOUR
789 | 0123 | Mason (brick layer) 1st class | day | 0.20 | 738.00 | 147.60
789 | 0115 | Coolie | day | 0.20 | 558.00 | 111.60
789 | 9988 | Sundries i/c carriage of cement etc. | L.S. | 26.91 | 2.00 | 53.82
789 | TOTAL |  |  |  |  | 438.88 W
789 | Add 1 % Water charges on "W" |  |  |  |  | 4.39
789 | TOTAL |  |  |  |  | 443.27 X
789 |  | Add GST on "X" (multiplying
789 |  | factor 0.1405) 62.28
789 | TOTAL |  |  |  |  | 505.55 Y
789 | Add 15% CPOH on "Y" |  |  |  |  | 75.83
789 | TOTAL |  |  |  |  | 581.38 | Z
789 | Add Cess @ 1% on "Z" |  |  |  |  | 5.81
789 |  | Cost for 1 sqm 587.19
789 | Say |  |  |  |  | 587.20
790 | 11.44 | Crazy ceramic tile flooring, with under layer 12 mm thick cement mortar 1:4 (1 cement: 4 coarse sand), with joints not exceeding 5 mm, including filling the gaps with ordinary cement mixture & mixing with synthetic polyester fibre, triangular in shape having specific gravity of 1.34 to 1.40, cross section size ranging from 10 to 40 micron & length upto 6 mm , mixing fibre @ 125 grams per 50 kg of cement in cement mortar, including providing and mixing water proofing material in mortar @ 1 kg per 50 kg of cement, all complete as per direction of Engineer-in-charge. Details of cost for 10 sqm. MATERIAL Under layer 12 mm thick Cement mortar 1:4 (1 cement : 4 coarse sand).
790 | 3.9 | Rate as per Item No.3.9 of SH:Mortar | cum | 0.14 | 4010.35 | 561.45
790 |  | LABOUR
790 | 0124 | Mason (brick layer) 2nd class | day | 0.67 | 679.00 | 454.93
790 | 0114 | Beldar | day | 0.75 | 558.00 | 418.50
790 | 0101 | Bhisti | day | 0.92 | 617.00 | 567.64
790 | 9999 | Sundries | L.S. | 8.97 | 2.00 | 17.94
790 |  | Cement slurry for subgrade
790 | 0367 | Portland Cement | tonne | 0.04 | 4940.00 | 197.60
790 | 2209 | Carriage of Cement | tonne | 0.04 | 92.24 | 3.69
790 |  | Labour for applying cement slurry
790 | 0114 | Beldar | day | 0.50 | 558.00 | 279.00
790 |  | Top layer with tile piece and gap filling
790 |  | with cement motar:
790 |  | Ceramic tile piece for crazy flooring
790 |  | assuming 70% tile area and 30% of joint
790 |  | filler/mixture. (7.00x0.010)=0.07
790 |  | 0.872x0.07/0.051=1.20 qtl
790 | 2709 | Ceremic Tiles Pieces for Crazy Flooring | quintal | 1.20 | 135.00 | 162.00
790 | 9977 | Carriage of tiles | L.S. | 62.40 | 2.00 | 124.80
790 |  | Cement motar 1:4 for filling of crazy
790 |  | tile :(300x0.01=0.03)
790 | 3.9 | Rate as per Item No.3.9 of SH:Mortar | cum | 0.03 | 4010.35 | 120.31
790 |  | Synthetic polyster triangular
790 |  | SH: CONCRETE WORK 50kg of
790 |  | cement | 1.38 |  | 61.05 | 84.25 A
790 |  | Water proofing compound
790 |  | SH: CONCRETE WORK 50kg of
790 |  | cement | 1.38 |  | 56.55 | 78.04 A
790 | 0123 | Mason (brick layer) 1st class | day | 1.20 | 738.00 | 885.60
790 | 0114 | Beldar | day | 1.00 | 558.00 | 558.00
790 | 0115 | Coolie | day | 1.00 | 558.00 | 558.00
790 | 0101 | Bhisti | day | 0.54 | 617.00 | 333.18
791 | 9999 | Sundries | L.S. | 67.25 | 2.00 | 134.50
791 | TOTAL |  |  |  |  | 5539.43 W
791 | Add 1 % Water charges on "W-A" |  |  |  |  | 53.77
791 | TOTAL |  |  |  |  | 5593.20 X
791 |  | Add GST on "X-A" (multiplying
791 |  | factor 0.1405) 763.04
791 | TOTAL |  |  |  |  | 6356.24 Y
791 | Add 15% CPOH on "Y-A" |  |  |  |  | 929.09
791 | TOTAL |  |  |  |  | 7285.33 Z
791 | Add Cess @ 1% on "Z-A" |  |  |  |  | 71.23
791 | Cost of 10 sqm. |  |  |  |  | 7356.56
791 | Cost of 1 sqm. |  |  |  |  | 735.66
791 | Say |  |  |  |  | 735.65
791 | 11.45 | Providing and laying 500x500x40 mm thick Turf paver (Turfpave XD) on 150 mm thick sub grade of compacted bed of 20 mm thick nominal size stone aggregate and base course and filling with 150 mm thick jamuna sand, including spreading, well ramming, consolidating and finishing smooth etc. all complete as per direction of Engineer-in-charge. Details of cost for 10 sqm. MATERIAL
791 | 0295 | Stone Aggregate (Single size) : 20 mm nominal size | cum | 1.50 | 1350.00 | 2025.00
791 |  | 1 x 10 x 0.15 = 1.5cum
791 | 2202 | Stone aggregate below 40 mm nominal size | cum | 1.50 | 103.77 | 155.66
791 |  | LABOUR
791 |  | for spreading ramming and
791 |  | consolidation of sub grade
791 | 0114 | Beldar | day | 0.70 | 558.00 | 390.60
791 | 0115 | Coolie | day | 0.52 | 558.00 | 290.16
791 | 0101 | Bhisti | day | 0.36 | 617.00 | 222.12
791 |  | Providing and filling Jamuna sand
791 | 2.27 | Rate as per Item No.2.27 of
791 | SH: EARTH | WORK | cum | 1.50 | 1953.05 | 2929.58 A
791 | 2708 | Truf Paver (500 x 500 x 40 mm) | sqm | 10.00 | 500.00 | 5000.00
791 |  | Labour for laying of Turf pave
791 | 0123 | Mason (brick layer) 1st class | day | 0.50 | 738.00 | 369.00
791 | 0114 | Beldar | day | 1.00 | 558.00 | 558.00
791 | 9999 | Sundries | L.S. | 50.00 | 2.00 | 100.00
791 | TOTAL |  |  |  |  | 12040.11 W
791 | Add 1 % Water charges on "W-A" |  |  |  |  | 91.11
791 | TOTAL |  |  |  |  | 12131.22 X
791 |  | Add GST on "X-A" (multiplying
791 |  | factor 0.1405) 1292.83
791 | TOTAL |  |  |  |  | 13424.05 Y
791 | Add 15% CPOH on "Y-A" |  |  |  |  | 1574.17
791 | TOTAL |  |  |  |  | 14998.22 | Z
791 | Add Cess @ 1% on "Z-A" |  |  |  |  | 120.69
791 | Cost of 10 sqm. |  |  |  |  | 15118.90
791 | Cost of 1 sqm. |  |  |  |  | 1511.89
791 | Say |  |  |  |  | 1511.90
792 | 11.46 | Providing and laying Vitrified tiles in different sizes (thickness to be specified by manufacturer), with water absorption less than 0.08 % and conforming to I.S. 15622, of approved make, in all colours & shade, in skirting, riser of steps, over 12 mm thick bed of cement mortar 1:3 (1 cement: 3 coarse sand), jointing with grey cement slurry @ 3.3 kg/ sqm including grouting the joint with white cement & matching pigments etc. complete.
792 | 11.46.1 | Size of Tile 500x500 mm Details of cost for 1 sqm MATERIAL Vitrified floor tiles 50 x 50 cm size = 1.00 sqm+ Add wastage & breakage @ 2.5% = 0.025 sqm Total = 1.025 sqm
792 | 8620 | Vitrified floor tile 50x50 cm | sqm | 1.025 | 490.00 | 502.25
792 | 9977 | Carriage of tiles | L.S. | 6.24 | 2.00 | 12.48
792 |  | 12 mm thick Cement mortar
792 |  | 1 : 3 (1 cement : 3 coarse sand)
792 | 3.8 | Rate as per Item No.3.8 of SH:Mortars | cum | 0.014 | 4664.55 | 65.30
792 | 9999 | Mortar for pointing in white cement | L.S. | 3.64 | 2.00 | 7.28
792 |  | Cement slurry over bed @
792 |  | 3.3 kg per sqm
792 | 0367 | Portland Cement | tonne | 0.0033 | 4940.00 | 16.30
792 |  | LABOUR
792 | 0123 | Mason (brick layer) 1st class | day | 0.25 | 738.00 | 184.50
792 | 0115 | Coolie | day | 0.25 | 558.00 | 139.50
792 | 9988 | Sundries including carriage of quick set polymer etc. | L.S. | 26.91 | 2.00 | 53.82
792 | TOTAL |  |  |  |  | 981.44 W
792 | Add 1 % Water charges on "W" |  |  |  |  | 9.81
792 | TOTAL |  |  |  |  | 991.25 X
792 |  | Add GST on "X" (multiplying
792 |  | factor 0.1405) 139.27
792 | TOTAL |  |  |  |  | 1130.52 Y
792 | Add 15% CPOH on "Y" |  |  |  |  | 169.58
792 | TOTAL |  |  |  |  | 1300.10 | Z
792 | Add Cess @ 1% on "Z" |  |  |  |  | 13.00
792 |  | Cost for 1 sqm 1313.10
792 | Say |  |  |  |  | 1313.10
792 | 11.46.2 | Size of Tile 600x600 mm Details of cost for 1 sqm MATERIAL Vitrified floor tiles 60 x 60 cm size = 1.00 sqm+ Add wastage & breakage @ 2.5% = 0.025 sqm Total = 1.025 sqm
793 | 8621 | Vitrified floor tile 60x60 cm | sqm | 1.025 | 659.72 | 676.21
793 | 9977 | Carriage of tiles | L.S. | 6.24 | 2.00 | 12.48
793 |  | 12 mm thick Cement mortar
793 |  | 1 : 3 (1 cement : 3 coarse sand)
793 | 3.8 | Rate as per Item No.3.8 of SH:Mortars | cum | 0.014 | 4664.55 | 65.30
793 | 9999 | Mortar for pointing in white cement | L.S. | 3.64 | 2.00 | 7.28
793 |  | Cement slurry over bed @
793 |  | 3.3 kg per sqm
793 | 0367 | Portland Cement | tonne | 0.0033 | 4940.00 | 16.30
793 |  | LABOUR
793 | 0123 | Mason (brick layer) 1st class | day | 0.25 | 738.00 | 184.50
793 | 0115 | Coolie | day | 0.25 | 558.00 | 139.50
793 | 9988 | Sundries including carriage of quick set polymer etc. | L.S. | 26.91 | 2.00 | 53.82
793 | TOTAL |  |  |  |  | 1155.40 W
793 | Add 1 % Water charges on "W" |  |  |  |  | 11.55
793 | TOTAL |  |  |  |  | 1166.95 X
793 |  | Add GST on "X" (multiplying
793 |  | factor 0.1405) 163.96
793 | TOTAL |  |  |  |  | 1330.91 Y
793 | Add 15% CPOH on "Y" |  |  |  |  | 199.64
793 | TOTAL |  |  |  |  | 1530.55 | Z
793 | Add Cess @ 1% on "Z" |  |  |  |  | 15.31
793 |  | Cost for 1 sqm 1545.85
793 | Say |  |  |  |  | 1545.85
793 | 11.46.3 | Size of Tile 800x800 mm Details of cost for 1 sqm MATERIAL Vitrified floor tiles 80 x 80 cm size = 1.00 sqm+ Add wastage & breakage @ 2.5% = 0.025 sqm Total = 1.025 sqm
793 | 8622 | Vitrified floor tile 80x80 cm | sqm | 1.025 | 850.00 | 871.25
793 | 9977 | Carriage of tiles | L.S. | 6.24 | 2.00 | 12.48
793 |  | 12 mm thick Cement mortar
793 |  | 1 : 3 (1 cement : 3 coarse sand)
793 | 3.8 | Rate as per Item No.3.8 of SH:Mortars | cum | 0.014 | 4664.55 | 65.30
793 | 9999 | Mortar for pointing in white cement | L.S. | 3.64 | 2.00 | 7.28
793 |  | Cement slurry over bed @ 3.3 kg
793 |  | per sqm
793 | 0367 | Portland Cement | tonne | 0.0033 | 4940.00 | 16.30
793 |  | LABOUR
793 | 0123 | Mason (brick layer) 1st class | day | 0.25 | 738.00 | 184.50
793 | 0115 | Coolie | day | 0.25 | 558.00 | 139.50
794 | 9988 | Sundries including carriage of quick set polymer etc. | L.S. | 26.91 | 2.00 | 53.82
794 | TOTAL |  |  |  |  | 1350.44 W
794 | Add 1 % Water charges on "W" |  |  |  |  | 13.50
794 | TOTAL |  |  |  |  | 1363.94 X
794 |  | Add GST on "X" (multiplying
794 |  | factor 0.1405) 191.63
794 | TOTAL |  |  |  |  | 1555.57 Y
794 | Add 15% CPOH on "Y" |  |  |  |  | 233.34
794 | TOTAL |  |  |  |  | 1788.91 | Z
794 | Add Cess @ 1% on "Z" |  |  |  |  | 17.89
794 |  | Cost for 1 sqm 1806.80
794 | Say |  |  |  |  | 1806.80
794 | 11.46.4 | Size of Tile 1000x1000 mm Details of cost for 1 sqm MATERIAL Vitrified floor tiles 100 x 100 cm size = 1.00 sqm+ Add wastage & breakage @ 2.5% = 0.025 sqm Total = 1.025 sqm
794 | 8623 | Vitrified floor tile 100x100 cm | sqm | 1.025 | 1390.00 | 1424.75
794 | 9977 | Carriage of tiles | L.S. | 6.24 | 2.00 | 12.48
794 |  | 12 mm thick Cement mortar
794 |  | 1 : 3 (1 cement : 3 coarse sand)
794 | 3.8 | Rate as per Item No.3.8 of SH: MORTARS | cum | 0.014 | 4664.55 | 65.30
794 | 9999 | Mortar for pointing in white cement | L.S. | 3.64 | 2.00 | 7.28
794 |  | Cement slurry over bed @ 3.3 kg
794 |  | per sqm
794 | 0367 | Portland Cement | tonne | 0.0033 | 4940.00 | 16.30
794 |  | LABOUR
794 | 0123 | Mason (brick layer) 1st class | day | 0.25 | 738.00 | 184.50
794 | 0115 | Coolie | day | 0.25 | 558.00 | 139.50
794 | 9988 | Sundries including carriage of quick set polymer etc. | L.S. | 26.91 | 2.00 | 53.82
794 | TOTAL |  |  |  |  | 1903.94 W
794 | Add 1 % Water charges on "W" |  |  |  |  | 19.04
794 | TOTAL |  |  |  |  | 1922.98 X
794 |  | Add GST on "X" (multiplying
794 |  | factor 0.1405) 270.18
794 | TOTAL |  |  |  |  | 2193.15 Y
794 | Add 15% CPOH on "Y" |  |  |  |  | 328.97
794 | TOTAL |  |  |  |  | 2522.13 | Z
794 | Add Cess @ 1% on "Z" |  |  |  |  | 25.22
794 |  | Cost for 1 sqm 2547.35
794 | Say |  |  |  |  | 2547.35
795 |  | 11.46A Providing and fixing glazed screen printed border tile 75mm wide having
795 |  | thickness 5mm, of approved quality & make, in all shades, design and prints, in
795 |  | dado, over 12mm thick bed of cement mortar 1:3 (1 Cement : 3 Coarse sand)
795 |  | and jointing with grey cement slurry @ 3.3 kg/sqm including pointing with white
795 |  | cement mixed with pigment of matching shade, all complete as approved by
795 |  | Engineer - in - Charge
795 |  | Details for 1sqm (i.e. 13.33m length)
795 |  | Material
795 | 8624 | Border tiles 200x75mm size 5mm thick | each | 68.00 | 16.00 | 1088.00
795 |  | Tile required=1.00/(0.20x0.075)=
795 |  | 66.70 tile.
795 |  | Add 2.5% wastage = 1.67 tile
795 |  | Total 68.37 say 68 tiles
795 | 9999 | Carriage | L.S. | 6.24 | 2.00 | 12.48
795 | 3.8 | Cement mortar 1:3 for 12mm base | cum | 0.014 | 4664.55 | 65.30
795 | 9999 | Mortar for pointing in white cement | L.S. | 40.43 | 2.00 | 80.86
795 | 0367 | Cement for slurry over bed@ 3.3kg/sqm | tonne | 0.0033 | 4940.00 | 16.30
795 |  | Labour
795 | 0123 | Mason 1st class | each | 0.25 | 738.00 | 184.50
795 | 0115 | Coolie | each | 0.25 | 558.00 | 139.50
795 | 9999 | Sundries 26.91-0.16=26.75 | L.S. | 26.75 | 2.00 | 53.50
795 | TOTAL |  |  |  |  | 1640.45 W
795 | Add 1 % Water charges on "W" |  |  |  |  | 16.40
795 | TOTAL |  |  |  |  | 1656.85 X
795 |  | Add GST on "X" (multiplying
795 |  | factor 0.1405) 232.79
795 | TOTAL |  |  |  |  | 1889.64 Y
795 | Add 15% CPOH on "Y" |  |  |  |  | 283.45
795 | TOTAL |  |  |  |  | 2173.08 | Z
795 | Add Cess @ 1% on "Z" |  |  |  |  | 21.73
795 |  | Details of cost for 1sqm i.e. 13.33 mts 2194.81
795 |  | Cost per metre 164.65
795 | Say |  |  |  |  | 164.65
795 | 11.47 | Providing and laying Vitrified tiles in different sizes (thickness to be specified by the manufacturer), with water absorption less than 0.08% and conforming to IS: 15622, of approved brand & manufacturer, in all colours and shade, in skirting, riser of steps, laid with cement based high polymer modified quick set tile adhesive (water based) conforming to IS: 15477, in average 6 mm thickness, including grouting of joints (Payment for grouting of joints to be made separately).
795 | 11.47.1 | Size of Tile 500x500 mm Details of cost for 1 sqm MATERIAL Vitrified floor tiles 50 x 50 cm size = 1.00 sqm+ Add wastage & breakage @ 2.5% = 0.025 sqm Total = 1.025 sqm
796 | 8620 | Vitrified floor tile 50x50 cm | sqm | 1.025 | 490.00 | 502.25
796 | 9977 | Carriage of tiles | L.S. | 6.24 | 2.00 | 12.48
796 | 8731 | High polymer modified quickset tile adhesive. | per kg | 10.00 | 9.00 | 90.00
796 |  | LABOUR
796 | 0123 | Mason (brick layer) 1st class | day | 0.25 | 738.00 | 184.50
796 | 0115 | Coolie | day | 0.50 | 558.00 | 279.00
796 | 9988 | Sundries including carriage of quick set polymer etc. | L.S. | 26.91 | 2.00 | 53.82
796 | TOTAL |  |  |  |  | 1122.05 W
796 | Add 1 % Water charges on "W" |  |  |  |  | 11.22
796 | TOTAL |  |  |  |  | 1133.27 X
796 |  | Add GST on "X" (multiplying factor
796 |  | 0.1405) 159.22
796 | TOTAL |  |  |  |  | 1292.50 Y
796 | Add 15% CPOH on "Y" |  |  |  |  | 193.87
796 | TOTAL |  |  |  |  | 1486.37 | Z
796 | Add Cess @ 1% on "Z" |  |  |  |  | 14.86
796 |  | Cost for 1 sqm 1501.23
796 | Say |  |  |  |  | 1501.25
796 | 11.47.2 | Size of Tile 600x600 mm Details of cost for 1 sqm MATERIAL Vitrified floor tiles 60 x 60 cm size = 1.00 sqm+ Add wastage & breakage @ 2.5% = 0.025 sqm Total = 1.025 sqm
796 | 8621 | Vitrified floor tile 60x60 cm | sqm | 1.025 | 659.72 | 676.21
796 | 9977 | Carriage of tiles | L.S. | 6.24 | 2.00 | 12.48
796 | 8731 | High polymer modified quickset tile adhesive. | per kg | 10.00 | 9.00 | 90.00
796 |  | LABOUR
796 | 0123 | Mason (brick layer) 1st class | day | 0.25 | 738.00 | 184.50
796 | 0115 | Coolie | day | 0.50 | 558.00 | 279.00
796 | 9988 | Sundries including carriage of quick set polymer etc. | L.S. | 26.91 | 2.00 | 53.82
796 | TOTAL |  |  |  |  | 1296.01 W
796 | Add 1 % Water charges on "W" |  |  |  |  | 12.96
796 | TOTAL |  |  |  |  | 1308.97 X
796 |  | Add GST on "X" (multiplying
796 |  | factor 0.1405) 183.91
796 | TOTAL |  |  |  |  | 1492.88 Y
796 | Add 15% CPOH on "Y" |  |  |  |  | 223.93
796 | TOTAL |  |  |  |  | 1716.82 | Z
796 | Add Cess @ 1% on "Z" |  |  |  |  | 17.17
796 |  | Cost for 1 sqm 1733.98
796 | Say |  |  |  |  | 1734.00
797 | 11.47.3 | Size of Tile 800x800 mm Details of cost for 1 sqm MATERIAL Vitrified floor tiles 80 x 80 cm size = 1.00 sqm+ Add wastage & breakage @ 2.5% = 0.025 sqm Total = 1.025 sqm
797 | 8622 | Vitrified floor tile 80x80 cm | sqm | 1.025 | 850.00 | 871.25
797 | 9977 | Carriage of tiles | L.S. | 6.24 | 2.00 | 12.48
797 | 8731 | High polymer modified quickset tile adhesive. | per kg | 10.00 | 9.00 | 90.00
797 |  | LABOUR
797 | 0123 | Mason (brick layer) 1st class | day | 0.25 | 738.00 | 184.50
797 | 0115 | Coolie | day | 0.50 | 558.00 | 279.00
797 | 9988 | Sundries including carriage of quick set polymer etc. | L.S. | 26.91 | 2.00 | 53.82
797 | TOTAL |  |  |  |  | 1491.05 W
797 | Add 1 % Water charges on "W" |  |  |  |  | 14.91
797 | TOTAL |  |  |  |  | 1505.96 X
797 |  | Add GST on "X" (multiplying
797 |  | factor 0.1405) 211.59
797 | TOTAL |  |  |  |  | 1717.55 Y
797 | Add 15% CPOH on "Y" |  |  |  |  | 257.63
797 | TOTAL |  |  |  |  | 1975.18 | Z
797 | Add Cess @ 1% on "Z" |  |  |  |  | 19.75
797 |  | Cost for 1 sqm 1994.93
797 | Say |  |  |  |  | 1994.95
797 | 11.47.4 | Size of Tile 1000x1000 mm Details of cost for 1 sqm MATERIAL Vitrified floor tiles 100 x 100 cm size = 1.00 sqm+ Add wastage & breakage @ 2.5% = 0.025 sqm Total = 1.025 sqm
797 | 8623 | Vitrified floor tile 100x100 cm | sqm | 1.025 | 1390.00 | 1424.75
797 | 9977 | Carriage of tiles | L.S. | 6.24 | 2.00 | 12.48
797 | 8731 | High polymer modified quickset tile adhesive. | per kg | 10.00 | 9.00 | 90.00
797 |  | LABOUR
797 | 0123 | Mason (brick layer) 1st class | day | 0.25 | 738.00 | 184.50
797 | 0115 | Coolie | day | 0.50 | 558.00 | 279.00
798 | 9988 | Sundries including carriage of quick set polymer etc. | L.S. | 26.91 | 2.00 | 53.82
798 | TOTAL |  |  |  |  | 2044.55 W
798 | Add 1 % Water charges on "W" |  |  |  |  | 20.45
798 | TOTAL |  |  |  |  | 2065.00 X
798 |  | Add GST on "X" (multiplying
798 |  | factor 0.1405) 290.13
798 | TOTAL |  |  |  |  | 2355.13 Y
798 | Add 15% CPOH on "Y" |  |  |  |  | 353.27
798 | TOTAL |  |  |  |  | 2708.40 | Z
798 | Add Cess @ 1% on "Z" |  |  |  |  | 27.08
798 |  | Cost for 1 sqm 2735.48
798 | Say |  |  |  |  | 2735.50
798 | 11.48 | Grouting the joints of flooring tiles having joints of 3 mm width, using epoxy grout mix of 0.70 kg of organic coated filler of desired shade (0.10 kg of hardener and 0.20 kg of resin per kg), including filling / grouting and finishing complete as per direction of Engineer-in-charge.
798 | 11.48.1 | Size of Tile 500x500 mm Details of cost for 1 sqm MATERIAL
798 | 8682 | Epoxy Grout | Kg | 0.21 | 371.00 | 77.91
798 |  | LABOUR
798 | 0123 | Mason (brick layer) 1st class | day | 0.10 | 738.00 | 73.80
798 | 0115 | Coolie | day | 0.10 | 558.00 | 55.80
798 | 9988 | Sundries including carriage | L.S. | 5.00 | 2.00 | 10.00
798 | TOTAL |  |  |  |  | 217.51 W
798 | Add 1 % Water charges on "W" |  |  |  |  | 2.18
798 | TOTAL |  |  |  |  | 219.69 X
798 |  | Add GST on "X" (multiplying factor
798 |  | 0.1405) 30.87
798 | TOTAL |  |  |  |  | 250.55 Y
798 | Add 15% CPOH on "Y" |  |  |  |  | 37.58
798 | TOTAL |  |  |  |  | 288.13 | Z
798 | Add Cess @ 1% on "Z" |  |  |  |  | 2.88
798 |  | Cost for 1 sqm 291.01
798 | Say |  |  |  |  | 291.00
798 | 11.48.2 | Size of Tile 600x600 mm Details of cost for 1 sqm MATERIAL
798 | 8682 | Epoxy Grout | Kg | 0.18 | 371.00 | 66.78
798 |  | LABOUR
798 | 0123 | Mason (brick layer) 1st class | day | 0.08 | 738.00 | 59.04
798 | 0115 | Coolie | day | 0.08 | 558.00 | 44.64
799 | 9988 | Sundries including carriage | L.S. | 5.00 | 2.00 | 10.00
799 | TOTAL |  |  |  |  | 180.46 W
799 | Add 1 % Water charges on "W" |  |  |  |  | 1.80
799 | TOTAL |  |  |  |  | 182.26 X
799 |  | Add GST on "X" (multiplying factor
799 |  | 0.1405) 25.61
799 | TOTAL |  |  |  |  | 207.87 Y
799 | Add 15% CPOH on "Y" |  |  |  |  | 31.18
799 | TOTAL |  |  |  |  | 239.05 | Z
799 | Add Cess @ 1% on "Z" |  |  |  |  | 2.39
799 |  | Cost for 1 sqm 241.44
799 | Say |  |  |  |  | 241.45
799 | 11.48.3 | Size of Tile 800x800 mm Details of cost for 1 sqm MATERIAL
799 | 8682 | Epoxy Grout | Kg | 0.15 | 371.00 | 55.65
799 |  | LABOUR
799 | 0123 | Mason (brick layer) 1st class | day | 0.06 | 738.00 | 44.28
799 | 0115 | Coolie | day | 0.06 | 558.00 | 33.48
799 | 9988 | Sundries including carriage | L.S. | 5.00 | 2.00 | 10.00
799 | TOTAL |  |  |  |  | 143.41 W
799 | Add 1 % Water charges on "W" |  |  |  |  | 1.43
799 | TOTAL |  |  |  |  | 144.84 X
799 |  | Add GST on "X" (multiplying
799 |  | factor 0.1405) 20.35
799 | TOTAL |  |  |  |  | 165.19 Y
799 | Add 15% CPOH on "Y" |  |  |  |  | 24.78
799 | TOTAL |  |  |  |  | 189.97 | Z
799 | Add Cess @ 1% on "Z" |  |  |  |  | 1.90
799 |  | Cost for 1 sqm 191.87
799 | Say |  |  |  |  | 191.85
799 | 11.48.4 | Size of Tile 1000x1000 mm Details of cost for 1 sqm MATERIAL
799 | 8682 | Epoxy Grout | Kg | 0.11 | 371.00 | 40.81
799 |  | LABOUR
799 | 0123 | Mason (brick layer) 1st class | day | 0.04 | 738.00 | 29.52
799 | 0115 | Coolie | day | 0.04 | 558.00 | 22.32
800 | 9988 | Sundries including carriage | L.S. | 5.00 | 2.00 | 10.00
800 | TOTAL |  |  |  |  | 102.65 W
800 | Add 1 % Water charges on "W" |  |  |  |  | 1.03
800 | TOTAL |  |  |  |  | 103.68 X
800 |  | Add GST on "X" (multiplying
800 |  | factor 0.1405) 14.57
800 | TOTAL |  |  |  |  | 118.24 Y
800 | Add 15% CPOH on "Y" |  |  |  |  | 17.74
800 | TOTAL |  |  |  |  | 135.98 | Z
800 | Add Cess @ 1% on "Z" |  |  |  |  | 1.36
800 |  | Cost for 1 sqm 137.34
800 | Say |  |  |  |  | 137.35
800 | 11.49 | Providing and laying Vitrified tiles in floor with different sizes (thickness to be specified by the manufacturer), with water absorption less than 0.08% and conforming to IS:15622, of approved brand & manufacturer, in all colours and shade, laid with cement based high polymer modified quick set tile adhesive (water based) conforming to IS : 15477, in average 6 mm thickness, including grouting of joints (Payment for grouting of joints to be made separately).
800 | 11.49.1 | Size of Tile 500x500 mm Details of cost for 1 sqm MATERIAL Vitrified floor tiles 50 x 50 cm size = 1.00 sqm+ Add wastage & breakage @ 2.5% = 0.025 sqm Total = 1.025 sqm
800 | 8620 | Vitrified floor tile 50x50 cm | sqm | 1.025 | 490.00 | 502.25
800 | 9977 | Carriage of tiles | L.S. | 6.24 | 2.00 | 12.48
800 | 8731 | High polymer modified quickset tile adhesive. | per kg | 10.00 | 9.00 | 90.00
800 |  | LABOUR
800 | 0123 | Mason (brick layer) 1st class | day | 0.20 | 738.00 | 147.60
800 | 0115 | Coolie | day | 0.40 | 558.00 | 223.20
800 | 9988 | Sundries including carriage of quick set polymer etc. | L.S. | 26.91 | 2.00 | 53.82
800 | TOTAL |  |  |  |  | 1029.35 W
800 | Add 1 % Water charges on "W" |  |  |  |  | 10.29
800 | TOTAL |  |  |  |  | 1039.64 X
800 |  | Add GST on "X" (multiplying
800 |  | factor 0.1405) 146.07
800 | TOTAL |  |  |  |  | 1185.71 Y
800 | Add 15% CPOH on "Y" |  |  |  |  | 177.86
800 | TOTAL |  |  |  |  | 1363.57 | Z
800 | Add Cess @ 1% on "Z" |  |  |  |  | 13.64
800 |  | Cost for 1 sqm 1377.21
800 | Say |  |  |  |  | 1377.20
801 | 11.49.2 | Size of Tile 600x600 mm Details of cost for 1 sqm MATERIAL Vitrified floor tiles 60 x 60 cm size = 1.00 sqm+ Add wastage & breakage @ 2.5% = 0.025 sqm Total = 1.025 sqm
801 | 8621 | Vitrified floor tile 60x60 cm | sqm | 1.025 | 659.72 | 676.21
801 | 9977 | Carriage of tiles | L.S. | 6.24 | 2.00 | 12.48
801 | 8731 | High polymer modified quickset tile adhesive. | per kg | 10.00 | 9.00 | 90.00
801 |  | LABOUR
801 | 0123 | Mason (brick layer) 1st class | day | 0.20 | 738.00 | 147.60
801 | 0115 | Coolie | day | 0.40 | 558.00 | 223.20
801 | 9988 | Sundries including carriage of quick set polymer etc. | L.S. | 26.91 | 2.00 | 53.82
801 | TOTAL |  |  |  |  | 1203.31 W
801 | Add 1 % Water charges on "W" |  |  |  |  | 12.03
801 | TOTAL |  |  |  |  | 1215.35 X
801 |  | Add GST on "X" (multiplying
801 |  | factor 0.1405) 170.76
801 | TOTAL |  |  |  |  | 1386.10 Y
801 | Add 15% CPOH on "Y" |  |  |  |  | 207.92
801 | TOTAL |  |  |  |  | 1594.02 | Z
801 | Add Cess @ 1% on "Z" |  |  |  |  | 15.94
801 |  | Cost for 1 sqm 1609.96
801 | Say |  |  |  |  | 1609.95
801 | 11.49.3 | Size of Tile 800x800 mm Details of cost for 1 sqm MATERIAL Vitrified floor tiles 80 x 80 cm size = 1.00 sqm+ Add wastage & breakage @ 2.5% = 0.025 sqm Total = 1.025 sqm
801 | 8622 | Vitrified floor tile 80x80 cm | sqm | 1.025 | 850.00 | 871.25
801 | 9977 | Carriage of tiles | L.S. | 6.24 | 2.00 | 12.48
801 | 8731 | High polymer modified quickset tile adhesive. | per kg | 10.00 | 9.00 | 90.00
801 |  | LABOUR
801 | 0123 | Mason (brick layer) 1st class | day | 0.20 | 738.00 | 147.60
801 | 0115 | Coolie | day | 0.40 | 558.00 | 223.20
802 | 9988 | Sundries including carriage of quick set polymer etc. | L.S. | 26.91 | 2.00 | 53.82
802 | TOTAL |  |  |  |  | 1398.35 W
802 | Add 1 % Water charges on "W" |  |  |  |  | 13.98
802 | TOTAL |  |  |  |  | 1412.33 X
802 |  | Add GST on "X" (multiplying
802 |  | factor 0.1405) 198.43
802 | TOTAL |  |  |  |  | 1610.77 Y
802 | Add 15% CPOH on "Y" |  |  |  |  | 241.61
802 | TOTAL |  |  |  |  | 1852.38 | Z
802 | Add Cess @ 1% on "Z" |  |  |  |  | 18.52
802 |  | Cost for 1 sqm 1870.91
802 | Say |  |  |  |  | 1870.90
802 | 11.49.4 | Size of Tile 1000x1000 mm Details of cost for 1 sqm MATERIAL Vitrified floor tiles 100 x 100 cm size = 1.00 sqm+ Add wastage & breakage @ 2.5% = 0.025 sqm Total = 1.025 sqm
802 | 8623 | Vitrified floor tile 100x100 cm | sqm | 1.025 | 1390.00 | 1424.75
802 | 9977 | Carriage of tiles | L.S. | 6.24 | 2.00 | 12.48
802 | 8731 | High polymer modified quickset tile adhesive. | per kg | 10.00 | 9.00 | 90.00
802 |  | LABOUR
802 | 0123 | Mason (brick layer) 1st class | day | 0.20 | 738.00 | 147.60
802 | 0115 | Coolie | day | 0.40 | 558.00 | 223.20
802 | 9988 | Sundries including carriage of quick set polymer etc. | L.S. | 26.91 | 2.00 | 53.82
802 | TOTAL |  |  |  |  | 1951.85 W
802 | Add 1 % Water charges on "W" |  |  |  |  | 19.52
802 | TOTAL |  |  |  |  | 1971.37 X
802 |  | Add GST on "X" (multiplying
802 |  | factor 0.1405) 276.98
802 | TOTAL |  |  |  |  | 2248.35 Y
802 | Add 15% CPOH on "Y" |  |  |  |  | 337.25
802 | TOTAL |  |  |  |  | 2585.60 | Z
802 | Add Cess @ 1% on "Z" |  |  |  |  | 25.86
802 |  | Cost for 1 sqm 2611.45
802 | Say |  |  |  |  | 2611.45
803 | 11.50 | Deduct for not grouting the joints with white cement and matching pigment in the items of fixing of vitrified tiles. Details of cost for 1 sqm MATERIAL
803 | 9999 | Mortar for pointing in white cement with matching pigment | L.S. | 3.12 | 2.00 | 6.24
803 | 9999 | LABOUR | L.S. | 1.00 | 2.00 | 2.00
803 | TOTAL |  |  |  |  | 8.24 W
803 | Add 1 % Water charges on "W" |  |  |  |  | 0.08
803 | TOTAL |  |  |  |  | 8.32 X
803 |  | Add GST on "X" (multiplying
803 |  | factor 0.1405) 1.17
803 | TOTAL |  |  |  |  | 9.49 Y
803 | Add 15% CPOH on "Y" |  |  |  |  | 1.42
803 | TOTAL |  |  |  |  | 10.92 | Z
803 | Add Cess @ 1% on "Z" |  |  |  |  | 0.11
803 |  | Cost for 1 sqm 11.02
803 | Say |  |  |  |  | 11.00
803 | 11.51 | Providing and laying machine cut, mirror polished, Italian Marble stone flooring laid in required pattern in linear portion of the building all complete as per architectural drawings, with 18 mm thick stone slab laid over 20 mm (average) thick base of cement mortar 1:4 (1 cement : 4 coarse sand) laid and jointed with white cement slurry @ 4.4 kg/sqm including pointing with white cement slurry admixed with pigment to match the marble shade including rubbing, curing and polishing etc. all complete as specified and as directed by the Engineer-in-Charge.
803 | 11.51.1 | 18 mm thick Italian Marble stone slab, Perlato, Rosso verona, Fire Red or Dark Emperadore etc. Details of cost per 10 sqm MATERIAL 18 mm thick italian marble stone slab 10.00 sqm Add for wastage 15%= 1.50 sqm Total: 11.50 sqm
803 | 1240 | 18 mm thick Italian Marble stone slab, Base mortar1:4 (1 cement : 4 coarse sand) | sqm | 11.50 | 3209.00 | 36903.50
803 | 3.9 | Rate as per Item No.3.9 of SH: MORTARS Cemnt for slurry@, 4.4 kg/sqm (i) for bedding=44 kg+ (ii) for jointing= 6 kg Total=50 kg | cum | 0.224 | 4010.35 | 889.39
803 | 0368 | White Cement | tonne | 0.05 | 11200.00 | 560.00
803 | 2209 | Carriage of white Cement | tonne | 0.05 | 92.24 | 4.61
803 | 9999 | carriage of marble slab | L.S. | 26.91 | 2.00 | 46.55
803 |  | LABOUR :
803 |  | (for finishing , polishing and fixing)
803 | 0123 | Mason (brick layer) 1st class | day | 1.20 | 738.00 | 885.60
804 | 0114 | Beldar | day | 1.00 | 558.00 | 558.00
804 | 0115 | Coolie | day | 1.00 | 558.00 | 558.00
804 | 0139 | Skilled Beldar (for floor rubbing etc.) | day | 5.00 | 617.00 | 3085.00
804 | 0013 | Machine for rubbing of floors | day | 4.00 | 300.00 | 1200.00
804 | 9999 | Mortar for pointing in white cement | L.S. | 25.74 | 2.00 | 51.48
804 | TOTAL |  |  |  |  | 44742.13 W
804 | Add 1 % Water charges on "W" |  |  |  |  | 447.42
804 | TOTAL |  |  |  |  | 45189.55 X
804 |  | Add GST on "X" (multiplying
804 |  | factor 0.1405) 6349.13
804 | TOTAL |  |  |  |  | 51538.68 Y
804 | Add 15% CPOH on "Y" |  |  |  |  | 7730.80
804 | TOTAL |  |  |  |  | 59269.49 | Z
804 | Add Cess @ 1% on "Z" |  |  |  |  | 592.69
804 | Cost of 10 sqm. |  |  |  |  | 59862.18
804 | Say |  |  |  |  | 5986.20
804 | 11.52 | Providing and laying machine cut, mirror polished Marble stone flooring, in required design (Simple geometrical, abstract etc.) and in patterns in combination with Italian marble stones of different colours, shades and finished surface texture etc., in linear portions of the building, all complete as per the architectural drawings, with 18 mm thick stone slab laid over 20 mm (average) thick base of cement mortar 1:4 (1 cement : 4 coarse sand) laid and jointed with white cement slurry @ 4.4 kg/sqm, including pointing with white cement slurry admixed with pigment to match the marble shade, including rubbing, curing and polishing etc. all complete as specified and as directed by the Engineer-in-Charge.
804 | 11.52.1 | 18 mm thick Italian Marble stone slab, Perlato, Rosso verona, Fire Red or Dark Emperadore etc. Details of cost per 10 sqm MATERIAL 18 mm thick italian marble stone slab 10.00 sqm Add for wastage 20%= 2 sqm Total: 12 sqm
804 | 1240 | 18 mm thick Italian Marble stone slab, Base mortar1:4 (1 cement :4 coarse sand) | sqm | 12.00 | 3209.00 | 38508.00
804 | 3.9 | Rate as per Item No.3.9 of SH: MORTARS Cemnt for slurry@, 4.4 kg/sqm (i) for bedding=44 kg+ (ii) for jointing= 6 kg Total=50 kg | cum | 0.224 | 4010.35 | 898.32
804 | 0368 | White Cement | tonne | 0.05 | 11200.00 | 560.00
804 | 2209 | Carriage of white Cement | tonne | 0.05 | 92.24 | 4.61
804 | 9999 | carriage of marble slab | L.S. | 26.91 | 2.00 | 53.82
805 |  | LABOUR :
805 |  | (for finishing , polishing and fixing)
805 | 0123 | Mason (brick layer) 1st class | day | 1.75 | 738.00 | 1291.50
805 | 0114 | Beldar | day | 1.25 | 558.00 | 697.50
805 | 0115 | Coolie | day | 1.00 | 558.00 | 558.00
805 | 0139 | Skilled Beldar (for floor rubbing etc.) | day | 5.00 | 617.00 | 3085.00
805 | 0013 | Machine for rubbing of floors | day | 4.00 | 300.00 | 1200.00
805 | 9999 | Mortar for pointing in white cement | L.S. | 25.74 | 2.00 | 51.48
805 | TOTAL |  |  |  |  | 46908.23 W
805 | Add 1 % Water charges on "W" |  |  |  |  | 469.08
805 | TOTAL |  |  |  |  | 47377.31 X
805 |  | Add GST on "X" (multiplying
805 |  | factor 0.1405) 6656.51
805 | TOTAL |  |  |  |  | 54033.83 Y
805 | Add 15% CPOH on "Y" |  |  |  |  | 8105.07
805 | TOTAL |  |  |  |  | 62138.90 | Z
805 | Add Cess @ 1% on "Z" |  |  |  |  | 621.39
805 | Cost of 10 Sq.m. |  |  |  |  | 62760.29
805 | Cost of 1 Sq.m. |  |  |  |  | 6276.03
805 | Say |  |  |  |  | 6276.05
805 | 11.53 | Providing and fixing Glass mossaic tiles on finished plain wall surface of size 20 mm x 20 mm x 4 mm in all colour, design , fixing in customize design as per direction of Engineer-in- Charge. The glass mosaic tiles to be fixed on the wall surface with the help of approved adhesive applied at the rate of 2.5 kg per sqm and grouting of the same. The rate is inclusive of all operation, material and required pattern approved by Engineer-in-Charge: Details of cost per 8 sqm MATERIAL Glass mossaic tiles (20 mm x 20 mm x 4mm) Add for wastage 2.5%= 0.2 sqm Total: 8.20 sqm
805 | 1242 | Glass mossaic tiles (20 mm x 20 mm x 4 mm) | sqm | 8.20 | 2049.00 | 16801.80
805 | 1243 | Tile fixing chemical adhesive | kg | 20.00 | 8.70 | 174.00
805 | 1244 | Cement Polymer Grout Compound | kg | 10.00 | 16.00 | 160.00
805 | 1245 | Acid for cleaning tiles | litre | 4.00 | 18.00 | 72.00
805 | 9999 | carriage of marble slab | L.S. | 49.92 | 2.00 | 99.84
805 |  | LABOUR :
805 |  | (for finishing , polishing and fixing)
805 | 0123 | Mason (brick layer) 1st class | day | 1.60 | 738.00 | 1180.80
805 | 0115 | Coolie | day | 1.60 | 558.00 | 892.80
806 | 9999 | Sundries including carriage of adhesive etc. | L.S. | 26.91 | 2.00 | 53.82
806 | TOTAL |  |  |  |  | 19435.06 W
806 | Add 1 % Water charges on "W" |  |  |  |  | 194.35
806 | TOTAL |  |  |  |  | 19629.41 X
806 |  | Add GST on "X" (multiplying
806 |  | factor 0.1405) 2757.93
806 | TOTAL |  |  |  |  | 22387.34 Y
806 | Add 15% CPOH on "Y" |  |  |  |  | 3358.10
806 | TOTAL |  |  |  |  | 25745.44 | Z
806 | Add Cess @ 1% on "Z" |  |  |  |  | 257.45
806 |  | Cost for 8.00 sqm 26002.90
806 |  | Cost for 1.00 sqm 3250.36
806 | Say |  |  |  |  | 3250.35
806 | 11.54 | Providing and fixing removable raised/false access flooring with system and its components of approved make for different plenum height with possible height adjustment upto 50 mm, comprising of modular load bearing floor panels supported on G.I. rectangular stinger frame work and G.I. Pedestal etc. all complete, as per the architectural drawings, as specified and as directed by Engineer-in-charge consisting of: (a) Providing at required spacing to form modular framework, pedestals made out of GI tube of thickness minimum 2 mm and 25 mm outer diameter, fully welded on to the G.I. Base plate of size 100mm x 100mm x 3mm at the bottom of the pedestal tube, G.I. pedestal head of size 75mmx75mmx3.5 mm welded with GI fully threaded stud 16mm outer diameter with two GI Check nuts screwed on the stud for level adjustment upto 50mm, locking and stabilizing the pedestal head in position at the required level. The pedestals shall be fixed to the subfloor (base) through base plate using epoxy based adhesive of approved make or the machine screw with rawl plug. (b) Stringers system in all steel construction hot dipped galvanized of rectangular size 570x20x30x0.80mm thick having holes at both ends for securing the stringers on to the pedestal head using fully threaded screws ensuring maximum lateral stability in all directions, the grid formed by the pedestal and stringer assembly shall receive the floor panel, this system shall provide adequate solid, rigid support for access floor panel, the system shall provide a minimum clear uninterrupted clearance between the bottom of the floor for electrical conduits and wiring etc. all complete as per the architectural drawings, as specified and as directed by the Engineer-in-charge. (c) Providing and fixing Access Floor panel of 600x600x32 mm medium grade Filled Steel anti static high pressure Lamination of 800H grade (FS800H). Access Floor panel shall be steel welded construction with an enclosed bottom pan with uniform pattern of 64 hemispherical cones. The top and bottom plates of Steel Gauges: top 0.6 mm and bottom 0.7 mm fused spot welded together (minimum 64 welds in each dome and 20 welds along each flange). The panel should be Corroresist epoxy coated for lifetime rust protection and cavity formed by the top and bottom plate is filled with Pyrogrip noncombustible Portland cementitious core mixed with lightweight foaming compound. The access floor shall be factory finished with Anti-static High Pressure laminate with Non Warp technology upto 1mm thickness
807 |  | for superior adhesion and Surface flatness within 0.75mm.The panel is to withstand
807 |  | a Concentrated Load of 363 kgs applied on area 25mm x 25mm without collapse in
807 |  | the centre of the panel which is placed on four steel blocks. The panel will withstand
807 |  | and Uniformly Distributed Load (UDL) minimum 1250 kg/sqm and an impact load
807 |  | of 50kg all complete as per the approved manufacturers specification and as per
807 |  | the direction of Engineer-in-charge. All specification must be printed on the side of
807 |  | the panel to ensure the quality of the product.
807 | 11.54.1 | 300 mm Finished Floor Height (FFH) Details of Cost for : 100.00 Sqm MATERIALS :
807 | 2711 | FS800H Grade Flooring Panel (i/c) 5% wastage | each | 292.00 | 750.00 | 219000.00
807 | 2712 | Zinc Electroplated Pedestals - 300 mm | each | 360.00 | 140.00 | 50400.00
807 | 2714 | Zinc Electroplated Tube Stinger | each | 570.00 | 66.00 | 37620.00
807 | 2715 | Machine Screw for Fixing | each | 1140.00 | 2.00 | 2280.00
807 | 7048 | Rawl Plug fl0or pedestal grouting on floor | each | 1440.00 | 25.00 | 36000.00
807 | 9999 | Carriage of material | L.S. | 490.00 | 2.00 | 980.00
807 |  | LABOUR :
807 | 0111 | Carpenter 1st class | day | 25.00 | 738.00 | 18450.00
807 | 0114 | Beldar | day | 25.00 | 558.00 | 13950.00
807 | 9999 | Sundries | L.S. | 329.00 | 2.00 | 658.00
807 | TOTAL |  |  |  |  | 379338.00 W
807 | Add 1 % Water charges on "W" |  |  |  |  | 3793.38
807 | TOTAL |  |  |  |  | 383131.38 X
807 |  | Add GST on "X" (multiplying
807 |  | factor 0.1405) 53829.96
807 | TOTAL |  |  |  |  | 436961.34 Y
807 | Add 15% CPOH on "Y" |  |  |  |  | 65544.20
807 | TOTAL |  |  |  |  | 502505.54 | Z
807 | Add Cess @ 1% on "Z" |  |  |  |  | 5025.06
807 | Cost of 100 sqm. |  |  |  |  | 507530.60
807 | Cost of 1 sqm |  |  |  |  | 5075.31
807 | Say |  |  |  |  | 5075.30
807 | 11.54.2 | 450 mm Finished Floor Height (FFH). Details of Cost for : 100.00 Sqm MATERIALS :
807 | 2711 | FS800H Grade Flooring Panel | each | 292.00 | 750.00 | 219000.00
807 | 2713 | Zinc Electroplated Pedestals - 450 mm | each | 360.00 | 200.00 | 72000.00
807 | 2714 | Zinc Electroplated Tube Stinger | each | 570.00 | 66.00 | 37620.00
807 | 2715 | Machine Screw for Fixing | each | 1140.00 | 2.00 | 2280.00
807 | 7048 | Rawl plug 50 mm (designation 10 no.) | each | 1440.00 | 25.00 | 36000.00
807 | 9999 | Carriage of material | L.S. | 490.00 | 2.00 | 980.00
808 |  | LABOUR :
808 | 0111 | Carpenter 1st class | day | 25.00 | 738.00 | 18450.00
808 | 0114 | Beldar | day | 25.00 | 558.00 | 13950.00
808 | 9999 | Sundries | L.S. | 329.00 | 2.00 | 658.00
808 | TOTAL |  |  |  |  | 400938.00 W
808 | Add 1 % Water charges on "W" |  |  |  |  | 4009.38
808 | TOTAL |  |  |  |  | 404947.38 X
808 |  | Add GST on "X" (multiplying
808 |  | factor 0.1405) 56895.11
808 | TOTAL |  |  |  |  | 461842.49 Y
808 | Add 15% CPOH on "Y" |  |  |  |  | 69276.37
808 | TOTAL |  |  |  |  | 531118.86 | Z
808 | Add Cess @ 1% on "Z" |  |  |  |  | 5311.19
808 | Cost of 100 sqm. |  |  |  |  | 536430.05
808 | Cost of 1 sqm |  |  |  |  | 5364.30
808 | Say |  |  |  |  | 5364.30
808 | 11.55 | Providing and laying flamed finish Granite stone flooring in required design and patterns, in linear as well as curvilinear portions of the building all complete as per the architectural drawings with 18 mm thick stone slab over 20 mm (average) thick base of cement mortar 1:4 (1 cement : 4 coarse sand) laid and jointed with cement slurry and pointing with white cement slurry admixed with pigment of matching shade including rubbing, curing and polishing etc. all complete as specified and as directed by the Engineer-in-Charge :
808 | 11.55.1 | Flamed finish granite stone slab Jet Black, Cherry Red, Elite Brown, Cat Eye or equivalent. Details of cost for 10 sqm. MATERIAL 18mm thick - Flamed finish granite slab = 10.00 sqm+Add for wastage 15% =1.50 sqm, Total 11.50 sqm
808 | 1239 | 18 mm thick Flamed finish granite stone slab | sqm | 11.50 | 1000.00 | 11500.00
808 | 2216 | Carriage of Stone blocks white & red sand stone & kota stone slab | tonne | 0.67 | 92.24 | 61.80
808 | 3.9 | Rate as per Item No.3.9 of SH: MORTARS | cum | 0.224 | 4010.35 | 898.32
808 | 0367 | Portland Cement | tonne | 0.05 | 4940.00 | 247.00
808 | 0874 | Black colour dark shade pigment | kilogram | 4.50 | 70.00 | 315.00
808 | 2209 | Carriage of Cement | tonne | 0.05 | 92.24 | 4.61
808 | 9999 | Mortar for pointing in white cement | L.S. | 25.35 | 2.00 | 50.70
808 |  | LABOUR :
808 | 0124 | Mason (brick layer) 2nd class | day | 1.20 | 679.00 | 814.80
808 | 0114 | Beldar | day | 1.00 | 558.00 | 558.00
809 | 0115 | Coolie | day | 1.00 | 558.00 | 558.00
809 | 0139 | Skilled Beldar (for floor rubbing etc.) | day | 5.00 | 617.00 | 3085.00
809 | 9999 | Sundries | L.S. | 208.13 | 2.00 | 416.26
809 | TOTAL |  |  |  |  | 18509.49 W
809 | Add 1 % Water charges on "W" |  |  |  |  | 185.09
809 | TOTAL |  |  |  |  | 18694.59 X
809 |  | Add GST on "X" (multiplying
809 |  | factor 0.1405) 2626.59
809 | TOTAL |  |  |  |  | 21321.18 Y
809 | Add 15% CPOH on "Y" |  |  |  |  | 3198.18
809 | TOTAL |  |  |  |  | 24519.35 | Z
809 | Add Cess @ 1% on "Z" |  |  |  |  | 245.19
809 | Cost of 10 sqm |  |  |  |  | 24764.55
809 | Cost of 1 sqm |  |  |  |  | 2476.45
809 | Say |  |  |  |  | 2476.45
809 | 11.56 | Providing and laying Polished Granite stone flooring in required design and patterns, in linear as well as curvilinear portions of the building all complete as per the architectural drawings with 18 mm thick stone slab over 20 mm (average) thick base of cement mortar 1:4 (1 cement : 4 coarse sand) laid and jointed with cement slurry and pointing with white cement slurry admixed with pigment of matching shade including rubbing , curing and polishing etc. all complete as specified and as directed by the Engineer-in-Charge.
809 | 11.56.1 | Polished Granite stone slab jet Black, Cherry Red, Elite Brown, Cat Eye or equivalent. Details of cost for 10.00 sqm MATERIAL 18 mm thick polished finish granite stone slab 10.00 sqm + 1.50 (Add for wastage 15%)= 11.50 sqm
809 | 7297 | Granite of any colour, 18 mm thick (slab area above 0.50 sqm) | sqm | 11.50 | 1800.00 | 20700.00
809 | 2216 | Carriage of Stone blocks white & red sand stone & kota stone slab | tonne | 0.67 | 92.24 | 61.80
809 | 3.9 | Rate as per Item No.3.9 of SH: MORTARS | cum | 0.224 | 4010.35 | 898.32
809 | 0367 | Portland Cement | tonne | 0.05 | 4940.00 | 247.00
809 | 0874 | Black colour dark shade pigment | kilogram | 4.50 | 70.00 | 315.00
809 | 2209 | Carriage of Cement | tonne | 0.05 | 92.24 | 4.61
809 | 9999 | Mortar for pointing in white cement (11.22) | L.S. | 25.35 | 2.00 | 50.70
809 |  | LABOUR :
809 | 0124 | Mason (brick layer) 2nd class | day | 1.20 | 679.00 | 814.80
809 | 0114 | Beldar | day | 1.00 | 558.00 | 558.00
810 | 0115 | Coolie | day | 1.00 | 558.00 | 558.00
810 | 0139 | Skilled Beldar (for floor rubbing etc.) | day | 2.00 | 617.00 | 1234.00
810 | 0019 | Machine for cutting (hand grinding) | day | 2.00 | 250.00 | 500.00
810 | 9999 | Sundries | L.S. | 208.13 | 2.00 | 416.26
810 | TOTAL |  |  |  |  | 26358.49 W
810 | Add 1 % Water charges on "W" |  |  |  |  | 263.58
810 | TOTAL |  |  |  |  | 26622.08 X
810 |  | Add GST on "X" (multiplying
810 |  | factor 0.1405) 3740.40
810 | TOTAL |  |  |  |  | 30362.48 Y
810 | Add 15% CPOH on "Y" |  |  |  |  | 4554.37
810 | TOTAL |  |  |  |  | 34916.85 | Z
810 | Add Cess @ 1% on "Z" |  |  |  |  | 349.17
810 | Cost of 10 sqm |  |  |  |  | 35266.02
810 | Cost of 1 sqm |  |  |  |  | 3526.60
810 | Say |  |  |  |  | 3526.60

## 12_Roofing
PDF Page | Code / Item No | Description / Specification | Unit | Quantity | Rate (Rs) | Amount (Rs) | Tag / Remarks
812 |  | ROOFING
812 | 803
814 | 12.1 | Providing corrugated G.S. sheet roofing including vertical / curved surface fixed with polymer coated J or L hooks, bolts and nuts 8 mm diameter with bitumen and G.I. limpet washers or with G.I. limpet washers filled with white lead, including a coat of approved steel primer and two coats of approved paint on overlapping of sheets complete (up to any pitch in horizontal/ vertical or curved surfaces), excluding the cost of purlins, rafters and trusses and including cutting to size and shape wherever required.
814 | 12.1.1 | 1.00 mm thick with zinc coating not less than 275 gm/m² Details of cost for a roof with each sloping side 18.09x5.10m and slop being flatter than 1 vertical to 2.5 horizontal Area of roof = 2x18.09x5.10 = 184.518 sqm. MATERIAL C.G.S. sheets 2x27 =54 nos. of size 2.5x0.9 metre @19.35 Kg each =1044.90Kg. 2x27=54 nos. of size 2.8x0.9@21.67kg. each =1170.18Kg.+ Total = 2215.08Kg.+ Add 5% Wastage = 110.75Kg. Total = 2325.83 Kg = 23.26 quintals
814 | 3050 | Galvanised steel corrugated sheets | quintal | 23.26 | 5600.00 | 130256.00
814 | 2302 | Carriage of G.I. sheet and accessories | tonne | 2.326 | 92.24 | 214.55
814 |  | G.I.Seam bolts and nuts 60cm
814 |  | centre to centre zig-zag i.e. 30cm
814 |  | centre to centre straight
814 |  | Breadth is 5.1metre
814 |  | No. of bolts in one lap 5.1/0.3 =17 nos.
814 |  | 2x26(laps)x17 nos. = 884 nos.
814 | 1022 | Galvanised steel bolts & nuts 6 mm dia and 25 mm long round head with slots | 10 Nos | 88.40 | 38.00 | 3359.20
814 |  | G.I.,J or L hooks 8mm dia.
814 |  | (No. of purlins to be used 5 on
814 |  | either side)2x5x27
814 |  | (No. of sheets)x23 nos. of bolts in
814 |  | each sheet = 810 nos.
814 | 1023 | Galvanised steel J or L hooks 8 mm dia | 10 Nos | 81.00 | 120.00 | 9720.00
814 | 1207 | G.I. Limpet washer | 100 Nos | 16.94 | 21.00 | 355.74
814 |  | (total of seam and J bolts)
814 |  | 884+810=1694
814 | 1208 | Bitumen washer | 100 Nos | 16.94 | 30.00 | 508.20
814 | 9977 | Carriage of bolts and washers | L.S. | 26.91 | 2.00 | 53.82
814 | 9999 | Sundries | L.S. | 53.82 | 2.00 | 107.64
814 |  | LABOUR
814 | 0130 | Mistry | day | 1.30 | 738.00 | 959.40
814 | 0112 | Carpenter 2nd class | day | 15.50 | 679.00 | 10524.50
814 | 0114 | Beldar | day | 15.50 | 558.00 | 8649.00
815 | 4202 | Red oxide Zinc chromate primer | litre | 2.53 | 110.00 | 278.30
815 | 9977 | Carriage of material | L.S. | 0.52 | 2.00 | 1.04
815 | 0131 | Painter | day | 1.13 | 679.00 | 767.27
815 | 0115 | Coolie | day | 1.13 | 558.00 | 630.54
815 | 9999 | Brushes, sand papers i/c sundries | L.S. | 50.57 | 2.00 | 101.14
815 | 0845 | Roofing paint for iron sheets in red colour | litre | 3.75 | 120.00 | 450.00
815 | 9977 | Carriage of paint | L.S. | 6.76 | 2.00 | 13.52
815 | 0131 | Painter | day | 2.53 | 679.00 | 1717.87
815 | 0115 | Coolie | day | 2.53 | 558.00 | 1411.74
815 | 9999 | Brushes and Sandpapers | L.S. | 31.98 | 2.00 | 63.96
815 | 9999 | Sundries | L.S. | 38.09 | 2.00 | 76.18
815 | TOTAL |  |  |  |  | 170219.61 W
815 | Add 1 % Water charges on "W" |  |  |  |  | 1702.20
815 | TOTAL |  |  |  |  | 171921.81 X
815 |  | Add GST on "X" (multiplying
815 |  | factor 0.1405) 24155.01
815 | TOTAL |  |  |  |  | 196076.82 Y
815 | Add 15% CPOH on "Y" |  |  |  |  | 29411.52
815 | TOTAL |  |  |  |  | 225488.34 | Z
815 | Add Cess @ 1% on "Z" |  |  |  |  | 2254.88
815 | Cost of 184.518 Sqm. |  |  |  |  | 227743.23
815 | Cost of 1 Sqm. |  |  |  |  | 1234.26
815 | Say |  |  |  |  | 1234.25
815 | 12.1.2 | 0.80 mm thick with zinc coating not less than 275 gm/m² Details of cost for a roof with each sloping side 18.09x5.10m and slop being flatter than 1 vertical to 2.5 horizontal Area of roof = 2x18.09x5.1 = 184.518 sqm. Details of length and breadth. Length 26(laps)x0.135(each lap)=3.51 Width of Corrugator sheet with 10 corrugation measured end to end = 0.8 metres 27 (nos. of sheets)x0.80 (width of sheet) = 21.60 length Less laps = 3.51 Length = 18.09 Breadth on one side- C.G.S. Sheet 1 No. of = 2.5 metres length+ C.G.S. Sheet 1 No. of = 2.8 metres length Total = 5.3 metres Deduct end lap of 20cm (-)0.2 metres breadth = 5.1m
816 |  | MATERIAL
816 |  | C.G.I.Sheets 0.8mm thick
816 |  | 2x27=54nos. @15.82Kg.each
816 |  | Total = 854.38Kg(X)
816 |  | 2.5mx0.9m is the size of plain
816 |  | G.I.sheet which on being corrugated
816 |  | will become 2.5mx0.8m (The size of
816 |  | plain sheet is taken because the
816 |  | weight is available only of plain sheets)
816 |  | (Refer I.S. Code 277-1962)
816 |  | 2x27=54nos. of size.
816 |  | 2.8x0.9@17.72Kg each = 956.8Kg (Y)
816 |  | Total of (X)+(Y) = 1811.16Kg.
816 |  | Add wastage @5% = 90.56Kg.
816 |  | Total = 1901.72Kg = 19.02q
816 | 3050 | Galvanised steel corrugated sheets | quintal | 19.02 | 5600.00 | 106512.00
816 | 2302 | Carriage of G.I. sheet and accessories | tonne | 1.902 | 92.24 | 175.44
816 |  | G.I. scam bolts and nuts 60cm centre
816 |  | to centre zig zag
816 |  | i.e. 30cm. centre to centre straight
816 |  | Breadth is 5.1metre
816 |  | No. of bolts in one lap 5.1/0.3 =17 nos.
816 |  | 2x26(laps)x17 nos. = 884 nos.
816 | 1022 | Galvanised steel bolts & nuts 6 mm dia and 25 mmlong round head with slots | 10 Nos | 88.40 | 38.00 | 3359.20
816 | 1023 | Galvanised steel J or L hooks 8 mm dia | 10 Nos | 81.00 | 120.00 | 9720.00
816 |  | (No. of purlins to be used 5 on either
816 |  | side)2x5x27 (No. of sheets)x23 Nos. of
816 |  | bolts in each sheet = 810 Nos
816 | 1207 | G.I. Limpet washer | 100 Nos | 16.94 | 21.00 | 355.74
816 |  | (total of seam and J bolts)
816 |  | 884+810=1694
816 | 1208 | Bitumen washer | 100 Nos | 16.94 | 30.00 | 508.20
816 | 9977 | Carriage of bolts and washers | L.S. | 26.91 | 2.00 | 53.82
816 | 9999 | Sundries | L.S. | 53.82 | 2.00 | 107.64
816 |  | LABOUR
816 | 0130 | Mistry | day | 1.30 | 738.00 | 959.40
816 | 0112 | Carpenter 2nd class | day | 15.50 | 679.00 | 10524.50
816 | 0114 | Beldar | day | 15.50 | 558.00 | 8649.00
816 | 4202 | Red oxide Zinc chromate primer | litre | 2.53 | 110.00 | 278.30
816 | 9977 | Carriage of material | L.S. | 0.52 | 2.00 | 1.04
816 | 0131 | Painter | day | 1.13 | 679.00 | 767.27
816 | 0115 | Coolie | day | 1.13 | 558.00 | 630.54
816 | 9999 | Brushes, sand papers i/c sundries | L.S. | 50.57 | 2.00 | 101.14
816 | 0845 | Roofing paint for iron sheets in red colour | litre | 3.75 | 120.00 | 450.00
816 | 9977 | Carriage of paint | L.S. | 6.76 | 2.00 | 13.52
816 | 0131 | Painter | day | 2.53 | 679.00 | 1717.87
816 | 0115 | Coolie | day | 2.53 | 558.00 | 1411.74
816 | 9999 | Brushes and Sandpapers | L.S. | 31.98 | 2.00 | 63.96
817 | 9999 | Sundries | L.S. | 38.09 | 2.00 | 76.18
817 | TOTAL |  |  |  |  | 146436.50 W
817 | Add 1 % Water charges on "W" |  |  |  |  | 1464.37
817 | TOTAL |  |  |  |  | 147900.87 X
817 |  | Add GST on "X" (multiplying
817 |  | factor 0.1405) 20780.07
817 | TOTAL |  |  |  |  | 168680.94 Y
817 | Add 15% CPOH on "Y" |  |  |  |  | 25302.14
817 | TOTAL |  |  |  |  | 193983.08 | Z
817 | Add Cess @ 1% on "Z" |  |  |  |  | 1939.83
817 | Cost of 184.518 Sqm. |  |  |  |  | 195922.91
817 | Cost of 1 Sqm. |  |  |  |  | 1061.81
817 | Say |  |  |  |  | 1061.80
817 | 12.1.3 | 0.63 mm thick with zinc coating not less than 275 gm/ m² Details of cost for a roof with each sloping side 18.09x5.10m and slop being flatter than 1 vertical to 2.5 horizontal Area of roof = 2x18.09x5.1 = 184.518 sqm. Details of length and breadth. Length = 26(laps)x0.135(each lap)=3.51 Width of Corrugator sheet with 10 corrugation measured end to end = 0.8 metres 27 (nos. of sheets)x0.80 (width of sheet) = 21.60 length Less laps = 3.51 Length = 18.09 Breadth on one side- C.G.S. Sheet 1 No. of = 2.5 metres length+ C.G.S. Sheet 1 No. of = 2.8 metres length = 5.3 metres Deduct end lap of 20cm (-)0.2 metres breadth = 5.1m MATERIAL C.G.I.Sheets 0.8mm thick 2x27=54nos. @12.82Kg.each = 692.28 Kg(X) 2.5mx0.9m is the size of plain G.I.sheet which on being corrugated will become 2.5mx0.8m (The size of plain sheet is taken because the weight is available only of plain sheets) (Refer I.S. Code 277-1962) 2x27=54nos. of size.
818 |  | 2.8x0.9@13.38Kg each = 775.44Kg (Y)
818 |  | Total of (X)+(Y) = 1467.72Kg.
818 |  | Add wastage @5% = 73.39Kg.
818 |  | Total = 1541.11Kg = 15.41q
818 | 3050 | Galvanised steel corrugated sheets | quintal | 15.41 | 5600.00 | 86296.00
818 | 2302 | Carriage of G.I. sheet and accessories | tonne | 1.54 | 92.24 | 142.05
818 |  | G.I. scam bolts and nuts 60cm centre
818 |  | to centre zig zag
818 |  | i.e. 30cm. centre to centre straight
818 |  | Breadth is 5.1metre
818 |  | No. of bolts in one lap 5.1/0.3 =17 nos.
818 |  | 2x26(laps)x17 nos. = 884 nos.
818 | 1022 | Galvanised steel bolts & nuts 6 mm dia and 25 mm long round head with slots | 10 Nos | 88.40 | 38.00 | 3359.20
818 | 1023 | Galvanised steel J or L hooks 8 mm dia | 10 Nos | 81.00 | 120.00 | 9720.00
818 |  | (No. of purlins to be used 5 on either
818 |  | side)2x5x27 (No. of sheets)x23 Nos. of
818 |  | bolts in each sheet = 810 Nos
818 | 1207 | G.I. Limpet washer | 100 Nos | 16.94 | 21.00 | 355.74
818 |  | (total of seam and J bolts)
818 |  | 884+810= 1694
818 | 1208 | Bitumen washer | 100 Nos | 16.94 | 30.00 | 508.20
818 | 9977 | Carriage of bolts and washers | L.S. | 26.91 | 2.00 | 53.82
818 | 9999 | Sundries | L.S. | 53.82 | 2.00 | 107.64
818 |  | LABOUR
818 | 0130 | Mistry | day | 1.30 | 738.00 | 959.40
818 | 0112 | Carpenter 2nd class | day | 15.50 | 679.00 | 10524.50
818 | 0114 | Beldar | day | 15.50 | 558.00 | 8649.00
818 | 4202 | Red oxide Zinc chromate primer | litre | 2.53 | 110.00 | 278.30
818 | 9977 | Carriage of material | L.S. | 0.52 | 2.00 | 1.04
818 | 0131 | Painter | day | 1.13 | 679.00 | 767.27
818 | 0115 | Coolie | day | 1.13 | 558.00 | 630.54
818 | 9999 | Brushes, sand papers i/c sundries | L.S. | 50.57 | 2.00 | 101.14
818 | 0845 | Roofing paint for iron sheets in red colour | litre | 3.75 | 120.00 | 450.00
818 | 9977 | Carriage of paint | L.S. | 6.76 | 2.00 | 13.52
818 | 0131 | Painter | day | 2.53 | 679.00 | 1717.87
818 | 0115 | Coolie | day | 2.53 | 558.00 | 1411.74
818 | 9999 | Brushes and Sandpapers | L.S. | 31.98 | 2.00 | 63.96
818 | 9999 | Sundries | L.S. | 38.09 | 2.00 | 76.18
818 | TOTAL |  |  |  |  | 126187.11 W
818 | Add 1 % Water charges on "W" |  |  |  |  | 1261.87
818 | TOTAL |  |  |  |  | 127448.98 X
818 |  | Add GST on "X" (multiplying
818 |  | factor 0.1405) 17906.58
818 | TOTAL |  |  |  |  | 145355.56 Y
818 | Add 15% CPOH on "Y" |  |  |  |  | 21803.33
818 | TOTAL |  |  |  |  | 167158.90 | Z
818 | Add Cess @ 1% on "Z" |  |  |  |  | 1671.59
818 | Cost of 184.518 Sqm. |  |  |  |  | 168830.49
818 | Cost of 1 Sqm. |  |  |  |  | 914.98
818 | Say |  |  |  |  | 915.00
819 | 12.2 | Extra for straight cutting in C.G.S. sheet roofing for making opening of area exceeding 40 sq. decimeter for chimney stacks, sky light etc.:
819 | 12.2.1 | 1.00 mm thick Details of cost for 3 metres periphery Assuming a hole of 10dmx5dm area of the hole 50dm2 and the perimeter of the hole 3 metre LABOUR
819 | 0102 | Blacksmith 1st class | day | 0.15 | 738.00 | 110.70
819 | 0114 | Beldar | day | 0.15 | 558.00 | 83.70
819 | TOTAL |  |  |  |  | 194.40 W
819 | Add 1 % Water charges on "W" |  |  |  |  | 1.94
819 | TOTAL |  |  |  |  | 196.34 X
819 |  | Add GST on "X" (multiplying
819 |  | factor 0.1405) 27.59
819 | TOTAL |  |  |  |  | 223.93 Y
819 | Add 15% CPOH on "Y" |  |  |  |  | 33.59
819 | TOTAL |  |  |  |  | 257.52 | Z
819 | Add Cess @ 1% on "Z" |  |  |  |  | 2.58
819 | Cost of 3.00 metres |  |  |  |  | 260.10
819 | Cost of 1.00 metre |  |  |  |  | 86.70
819 | Say |  |  |  |  | 86.70
819 | 12.2.2 | 0.80 mm thick Details of cost for 3 metres periphery Assuming a hole of 10dmx5dm area of the hole 50dm2 and the perimeter of the hole 3 metre LABOUR
819 | 0102 | Blacksmith 1st class | day | 0.12 | 738.00 | 88.56
819 | 0114 | Beldar | day | 0.12 | 558.00 | 66.96
819 | TOTAL |  |  |  |  | 155.52 W
819 | Add 1 % Water charges on "W" |  |  |  |  | 1.56
819 | TOTAL |  |  |  |  | 157.08 X
819 |  | Add GST on "X" (multiplying
819 |  | factor 0.1405) 22.07
819 | TOTAL |  |  |  |  | 179.14 Y
819 | Add 15% CPOH on "Y" |  |  |  |  | 26.87
819 | TOTAL |  |  |  |  | 206.02 | Z
819 | Add Cess @ 1% on "Z" |  |  |  |  | 2.06
819 | Cost of 3.00 metres |  |  |  |  | 208.08
819 | Cost of 1.00 metre |  |  |  |  | 69.36
819 | Say |  |  |  |  | 69.35
820 | 12.2.3 | 0.63 mm thick Details of cost for 3 metres periphery Assuming a hole of 10dmx5dm area of the hole 50dm2 and the perimeter of the hole 3 metre LABOUR
820 | 0102 | Blacksmith 1st class | day | 0.12 | 738.00 | 88.56
820 | 0114 | Beldar | day | 0.12 | 558.00 | 66.96
820 | TOTAL |  |  |  |  | 155.52 W
820 | Add 1 % Water charges on "W" |  |  |  |  | 1.56
820 | TOTAL |  |  |  |  | 157.08 X
820 |  | Add GST on "X" (multiplying
820 |  | factor 0.1405) 22.07
820 | TOTAL |  |  |  |  | 179.14 Y
820 | Add 15% CPOH on "Y" |  |  |  |  | 26.87
820 | TOTAL |  |  |  |  | 206.02 | Z
820 | Add Cess @ 1% on "Z" |  |  |  |  | 2.06
820 | Cost of 3.00 metres |  |  |  |  | 208.08
820 | Cost of 1.00 metre |  |  |  |  | 69.36
820 | Say |  |  |  |  | 69.35
820 | 12.3 | Extra for circular cutting in C.G.S. sheet roofing for making opening of area exceeding 40 sq. decimeter:
820 | 12.3.1 | 1.00 mm thick Details of cost for 10 holes of 0.5 metre dia-metre Perimetre of 10 nos 10x22/7x0.5 = 15.71 metre LABOUR
820 | 0102 | Blacksmith 1st class | day | 3.13 | 738.00 | 2309.94
820 | 0114 | Beldar | day | 6.26 | 558.00 | 3493.08
820 | TOTAL |  |  |  |  | 5803.02 W
820 | Add 1 % Water charges on "W" |  |  |  |  | 58.03
820 | TOTAL |  |  |  |  | 5861.05 X
820 |  | Add GST on "X" (multiplying factor
820 |  | 0.1405) 823.48
820 | TOTAL |  |  |  |  | 6684.53 Y
820 | Add 15% CPOH on "Y" |  |  |  |  | 1002.68
820 | TOTAL |  |  |  |  | 7687.21 | Z
820 | Add Cess @ 1% on "Z" |  |  |  |  | 76.87
820 | Cost of 15.71 metres |  |  |  |  | 7764.08
820 | Cost of 1.00 metre |  |  |  |  | 494.21
820 | Say |  |  |  |  | 494.20
821 | 12.3.2 | 0.80 mm thick Details of cost for 10 holes of 0.5 metre dia-metre Perimetre of 10 nos 10x22/7x0.5 = 15.71 metre LABOUR
821 | 0102 | Blacksmith 1st class | day | 2.50 | 738.00 | 1845.00
821 | 0114 | Beldar | day | 5.00 | 558.00 | 2790.00
821 | TOTAL |  |  |  |  | 4635.00 W
821 | Add 1 % Water charges on "W" |  |  |  |  | 46.35
821 | TOTAL |  |  |  |  | 4681.35 X
821 |  | Add GST on "X" (multiplying
821 |  | factor 0.1405) 657.73
821 | TOTAL |  |  |  |  | 5339.08 Y
821 | Add 15% CPOH on "Y" |  |  |  |  | 800.86
821 | TOTAL |  |  |  |  | 6139.94 | Z
821 | Add Cess @ 1% on "Z" |  |  |  |  | 61.40
821 | Cost of 15.71 metres |  |  |  |  | 6201.34
821 | Cost of 1.00 metre |  |  |  |  | 394.74
821 | Say |  |  |  |  | 394.75
821 | 12.3.3 | 0.63 mm thick Details of cost for 10 holes of 0.5 metre dia-metre Perimetre of 10 nos 10x22/7x0.5 = 15.71 metre LABOUR
821 | 0102 | Blacksmith 1st class | day | 2.50 | 738.00 | 1845.00
821 | 0114 | Beldar | day | 5.00 | 558.00 | 2790.00
821 | TOTAL |  |  |  |  | 4635.00 W
821 | Add 1 % Water charges on "W" |  |  |  |  | 46.35
821 | TOTAL |  |  |  |  | 4681.35 X
821 |  | Add GST on "X" (multiplying
821 |  | factor 0.1405) 657.73
821 | TOTAL |  |  |  |  | 5339.08 Y
821 | Add 15% CPOH on "Y" |  |  |  |  | 800.86
821 | TOTAL |  |  |  |  | 6139.94 | Z
821 | Add Cess @ 1% on "Z" |  |  |  |  | 61.40
821 | Cost of 15.71 metres |  |  |  |  | 6201.34
821 | Cost of 1.00 metre |  |  |  |  | 394.74
821 | Say |  |  |  |  | 394.75
822 | 12.4 | Providing ridges or hips of width 60 cm overall width plain G.S. sheet fixed with polymer coated J or L hooks, bolts and nuts 8 mm dia G.I. limpet and bitumen washers complete.
822 | 12.4.1 | 0.80 mm thick with zinc coating not less than 275 gm/m² Details of cost for 10.35 metres long ridge 0.80mm thick with zinc coating not less than 275gm/m2 Consider the length of the ridge 10.35 metres. The ridge will be made out of plain G.I. Sheets 0.9mx1.8m Three pieces will be 0.9m long and 0.60m wide overlapping 22.5cm. MATERIAL G.I. plain sheets 0.80 thick 1.80x0.90m size 5 nos. @ 11.39Kg. sheet = 56.95Kg + Add 2% wastage = 1.14 Kg. Total = 58.09 Kg. or 0.58 q.
822 | 0992 | Galvanised steel plain sheets | quintal | 0.58 | 5000.00 | 2900.00
822 | 2302 | Carriage of G.I. sheet and accessories | tonne | 0.058 | 92.24 | 5.35
822 | 0222 | Seam bolts and nuts 6 mm dia and 25 mm long | 10 Nos | 2.80 | 10.00 | 28.00
822 |  | 25mmx6mm (There are 14 joints)
822 | 1211 | G.I. plain washer for seam bolts | 100 Nos | 0.28 | 32.00 | 8.96
822 | 1208 | Bitumen washer | 100 Nos | 0.28 | 30.00 | 8.40
822 | 9977 | Carriage of seam bolts and washers | L.S. | 1.82 | 2.00 | 3.64
822 | 9999 | Sundries | L.S. | 13.52 | 2.00 | 27.04
822 |  | LABOUR
822 | 0130 | Mistry | day | 0.40 | 738.00 | 295.20
822 | 0102 | Blacksmith 1st class | day | 1.20 | 738.00 | 885.60
822 | 0103 | Blacksmith 2nd class | day | 0.80 | 679.00 | 543.20
822 | 0114 | Beldar | day | 2.40 | 558.00 | 1339.20
822 | TOTAL |  |  |  |  | 6044.59 W
822 | Add 1 % Water charges on "W" |  |  |  |  | 60.45
822 | TOTAL |  |  |  |  | 6105.04 X
822 |  | Add GST on "X" (multiplying
822 |  | factor 0.1405) 857.76
822 | TOTAL |  |  |  |  | 6962.79 Y
822 | Add 15% CPOH on "Y" |  |  |  |  | 1044.42
822 | TOTAL |  |  |  |  | 8007.21 | Z
822 | Add Cess @ 1% on "Z" |  |  |  |  | 80.07
822 | Cost of 10.35 metres |  |  |  |  | 8087.28
822 | Cost of 1.00 metre |  |  |  |  | 781.38
822 | Say |  |  |  |  | 781.40
823 | 12.4.2 | 0.63 mm thick with zinc coating not less than 275 gm/m² Details of cost for 10.35 metre long ridge. G.I.plain sheets 0.63mm thick 1.8x0.9m size 5 nos. @9.23 Kg. per sheet = 46.15 Kg. + Add 2% wastage = 0.91 Kg. Total = 47.07 Kg. Say 47 Kg.
823 | 0992 | Galvanised steel plain sheets | quintal | 0.47 | 5000.00 | 2350.00
823 | 2302 | Carriage of G.I. sheet and accessories | tonne | 0.047 | 92.24 | 4.34
823 | 0222 | Seam bolts and nuts 6 mm dia and 25 mm long | 10 Nos | 2.80 | 10.00 | 28.00
823 |  | 25mmx6mm (There are 14 joints)
823 | 1211 | G.I. plain washer for seam bolts | 100 Nos | 0.28 | 32.00 | 8.96
823 | 1208 | Bitumen washer | 100 Nos | 0.28 | 30.00 | 8.40
823 | 9977 | Carriage of seam bolts and washers | L.S. | 1.82 | 2.00 | 3.64
823 | 9999 | Sundries | L.S. | 13.52 | 2.00 | 27.04
823 |  | LABOUR
823 | 0130 | Mistry | day | 0.40 | 738.00 | 295.20
823 | 0102 | Blacksmith 1st class | day | 1.20 | 738.00 | 885.60
823 | 0103 | Blacksmith 2nd class | day | 0.80 | 679.00 | 543.20
823 | 0114 | Beldar | day | 2.40 | 558.00 | 1339.20
823 | TOTAL |  |  |  |  | 5493.58 W
823 | Add 1 % Water charges on "W" |  |  |  |  | 54.94
823 | TOTAL |  |  |  |  | 5548.51 X
823 |  | Add GST on "X" (multiplying
823 |  | factor 0.1405) 779.57
823 | TOTAL |  |  |  |  | 6328.08 Y
823 | Add 15% CPOH on "Y" |  |  |  |  | 949.21
823 | TOTAL |  |  |  |  | 7277.29 | Z
823 | Add Cess @ 1% on "Z" |  |  |  |  | 72.77
823 | Cost of 10.35 metres |  |  |  |  | 7350.06
823 | Cost of 1.00 metre |  |  |  |  | 710.15
823 | Say |  |  |  |  | 710.15
823 | 12.5 | Providing valleys of 90 cm wide overall in plain G.S. sheet fixed with polymer coated J, or L hooks, bolts and nuts 8 mm dia G.I. limpet and bitumen washers complete :
823 | 12.5.1 | 1.60 mm thick with zinc coating not less than 350 gm/m² Details of cost for 9.325m MATERIAL G.I. plain sheets 2.5x0.9m 4 nos. @ 29.95Kg/sheet =119.80Kg.+ Add 2% wastage = 2.40Kg. Total = 122.20 kg. or 1.222q.
823 | 0992 | Galvanised steel plain sheets | quintal | 1.222 | 5000.00 | 6110.00
823 | 2302 | Carriage of G.I. sheet and accessories | tonne | 0.12 | 92.24 | 11.07
824 | 0222 | Seam bolts and nuts 6 mm dia and 25 mm long | 10 Nos | 1.20 | 10.00 | 12.00
824 |  | 25mmx6mm (There are 14 joints)
824 | 1211 | G.I. plain washer for seam bolts | 100 Nos | 0.12 | 32.00 | 3.84
824 | 1208 | Bitumen washer | 100 Nos | 0.12 | 30.00 | 3.60
824 | 9977 | Carriage of bolts, nuts and washers | L.S. | 0.91 | 2.00 | 1.82
824 | 9999 | Sundries | L.S. | 13.52 | 2.00 | 27.04
824 |  | LABOUR
824 | 0130 | Mistry | day | 0.40 | 738.00 | 295.20
824 | 0102 | Blacksmith 1st class | day | 1.20 | 738.00 | 885.60
824 | 0103 | Blacksmith 2nd class | day | 0.80 | 679.00 | 543.20
824 | 0114 | Beldar | day | 2.40 | 558.00 | 1339.20
824 | TOTAL |  |  |  |  | 9232.57 W
824 | Add 1 % Water charges on "W" |  |  |  |  | 92.33
824 | TOTAL |  |  |  |  | 9324.89 X
824 |  | Add GST on "X" (multiplying
824 |  | factor 0.1405) 1310.15
824 | TOTAL |  |  |  |  | 10635.04 Y
824 | Add 15% CPOH on "Y" |  |  |  |  | 1595.26
824 | TOTAL |  |  |  |  | 12230.30 | Z
824 | Add Cess @ 1% on "Z" |  |  |  |  | 122.30
824 | Cost of 9.325 metres |  |  |  |  | 12352.60
824 | Cost of 1.00 metre |  |  |  |  | 1324.68
824 | Say |  |  |  |  | 1324.70
824 | 12.6 | Providing and fixing of 40 cm overall width plain G.S. sheet fixed with polymer coated J or L hooks, bolts and nuts, G.l. limpet and bitumen washer complete, bent to shape and fixed in wall with cement mortar 1:3 (1 cement : 3 coarse sand).
824 | 12.6.1 | 1.00 mm thick with zinc coating not less than 275 gm/m² Details of cost for 12.125m Consider a length of flashing 12.125 metres. MATERIAL G.I. plain sheet 1.25mm thick 3.2x0.75m 2 nos. @ 20.64 Kg. = 41.28 Kg.+ Add 2% wastage = 0.83 Kg Total = 42.11 Kg. or 0.4211 quintal
824 | 0992 | Galvanised steel plain sheets | quintal | 0.4211 | 5000.00 | 2105.50
824 | 2302 | Carriage of G.I. sheet and accessories | tonne | 0.041 | 92.24 | 3.78
824 | 0222 | Seam bolts and nuts 6 mm dia and 25 mm long | 10 Nos | 0.60 | 10.00 | 6.00
824 |  | (taking 2 bolts per joints)
824 | 1207 | G.I. Limpet washer | 100 Nos | 0.06 | 21.00 | 1.26
824 | 1208 | Bitumen washer | 100 Nos | 0.06 | 30.00 | 1.80
824 | 9977 | Carriage of G.I. seam bolts and washers | L.S. | 0.39 | 2.00 | 0.78
824 | 9999 | Sundries | L.S. | 10.79 | 2.00 | 21.58
825 |  | LABOUR
825 | 0130 | Mistry | day | 0.50 | 738.00 | 369.00
825 | 0102 | Blacksmith 1st class | day | 1.48 | 738.00 | 1092.24
825 | 0103 | Blacksmith 2nd class | day | 1.00 | 679.00 | 679.00
825 | 0114 | Beldar | day | 3.00 | 558.00 | 1674.00
825 | TOTAL |  |  |  |  | 5954.94 W
825 | Add 1 % Water charges on "W" |  |  |  |  | 59.55
825 | TOTAL |  |  |  |  | 6014.49 X
825 |  | Add GST on "X" (multiplying
825 |  | factor 0.1405) 845.04
825 | TOTAL |  |  |  |  | 6859.53 Y
825 | Add 15% CPOH on "Y" |  |  |  |  | 1028.93
825 | TOTAL |  |  |  |  | 7888.46 | Z
825 | Add Cess @ 1% on "Z" |  |  |  |  | 78.88
825 | Cost of 12.125 metres |  |  |  |  | 7967.34
825 | Cost of 1.00 metre |  |  |  |  | 657.10
825 | Say |  |  |  |  | 657.10
825 | 12.7 | Providing and fixing 15 cm wide, 45 cm overall semi-circular plain G.S. sheet gutter with iron brackets 40x3mm size, bolts, nuts and washers etc., including making necessary connections with rain water pipes complete.
825 | 12.7.1 | 0.80 mm thick with zinc coating not less than 275 gm/m² Details of cost for 9.04m 0.80mm thick with zinc coating not less than 275gm/m2 Consider a length of 9.04m Sheet used = 2.5x0.90m = 2 nos. Wt. = 2x15.82=31.64 Kg. = 0.3164q Total = 0.3164quintal MATERIAL
825 | 0992 | Galvanised steel plain sheets | quintal | 0.3164 | 5000.00 | 1582.00
825 | 2302 | Carriage of G.I. sheet and accessories | tonne | 0.0316 | 92.24 | 2.91
825 | 1008 | Flats upto 10 mm in thickness | quintal | 0.0749 | 4500.00 | 337.05
825 | 1022 | Galvanised steel bolts & nuts 6 mm dia and 25 mmlong round head with slots | 10 Nos | 2.00 | 38.00 | 76.00
825 | 1024 | Galvanised steel bolts & nuts 10 mm dia and 125 mm long round head with slots | each | 30.00 | 9.00 | 270.00
825 | 1210 | G.I. plain washer thin | 100 Nos | 0.70 | 21.00 | 14.70
825 | 1208 | Bitumen washer | 100 Nos | 0.40 | 30.00 | 12.00
825 | 9977 | Carriage of G.I. seam bolts and washers | L.S. | 2.73 | 2.00 | 5.46
825 | 9999 | Sundries | L.S. | 5.33 | 2.00 | 10.66
825 |  | LABOUR
825 | 0102 | Blacksmith 1st class | day | 0.50 | 738.00 | 369.00
825 | 0114 | Beldar | day | 0.50 | 558.00 | 279.00
825 | 9999 | Sundries | L.S. | 12.61 | 2.00 | 25.22
825 | 0130 | Mistry | day | 0.28 | 738.00 | 206.64
825 | 0102 | Blacksmith 1st class | day | 0.84 | 738.00 | 619.92
826 | 0112 | Carpenter 2nd class | day | 0.62 | 679.00 | 420.98
826 | 0114 | Beldar | day | 1.68 | 558.00 | 937.44
826 | TOTAL |  |  |  |  | 5168.98 W
826 | Add 1 % Water charges on "W" |  |  |  |  | 51.69
826 | TOTAL |  |  |  |  | 5220.67 X
826 |  | Add GST on "X" (multiplying
826 |  | factor 0.1405) 733.50
826 | TOTAL |  |  |  |  | 5954.18 Y
826 | Add 15% CPOH on "Y" |  |  |  |  | 893.13
826 | TOTAL |  |  |  |  | 6847.31 | Z
826 | Add Cess @ 1% on "Z" |  |  |  |  | 68.47
826 | Cost of 9.04 metres |  |  |  |  | 6915.78
826 | Cost of 1.00 metre |  |  |  |  | 765.02
826 | Say |  |  |  |  | 765.00
826 | 12.7.2 | 0.63 mm thick with zinc coating not less than 275 gm/m² Details of cost for 9.04m 0.63mm thick with zinc coating not less than 275gm/m2 Consider a length of 9.04m Sheet used = 2.5x0.90m = 2 nos. Wt. = 2x11.82=23.64 Kg. = 0.2364q Total = 0.2364quintal MATERIAL
826 | 0992 | Galvanised steel plain sheets | quintal | 0.2364 | 5000.00 | 1182.00
826 | 2302 | Carriage of G.I. sheet and accessories | tonne | 0.0236 | 92.24 | 2.18
826 | 1008 | Flats upto 10 mm in thickness | quintal | 0.0749 | 4500.00 | 337.05
826 | 1022 | Galvanised steel bolts & nuts 6 mm dia and 25 mmlong round head with slots | 10 Nos | 2.00 | 38.00 | 76.00
826 | 1024 | Galvanised steel bolts & nuts 10 mm dia and 125 mm long round head with slots | each | 30.00 | 9.00 | 270.00
826 | 1210 | G.I. plain washer thin | 100 Nos | 0.70 | 21.00 | 14.70
826 | 1208 | Bitumen washer | 100 Nos | 0.40 | 30.00 | 12.00
826 | 9977 | Carriage of G.I. seam bolts and washers | L.S. | 2.73 | 2.00 | 5.46
826 | 9999 | Sundries | L.S. | 5.33 | 2.00 | 10.66
826 |  | LABOUR
826 | 0102 | Blacksmith 1st class | day | 0.50 | 738.00 | 369.00
826 | 0114 | Beldar | day | 0.50 | 558.00 | 279.00
826 | 9999 | Sundries | L.S. | 12.61 | 2.00 | 25.22
826 | 0130 | Mistry | day | 0.28 | 738.00 | 206.64
826 | 0102 | Blacksmith 1st class | day | 0.84 | 738.00 | 619.92
826 | 0112 | Carpenter 2nd class | day | 0.62 | 679.00 | 420.98
827 | 0114 | Beldar | day | 1.68 | 558.00 | 937.44
827 | TOTAL |  |  |  |  | 4768.25 W
827 | Add 1 % Water charges on "W" |  |  |  |  | 47.68
827 | TOTAL |  |  |  |  | 4815.93 X
827 |  | Add GST on "X" (multiplying
827 |  | factor 0.1405) 676.64
827 | TOTAL |  |  |  |  | 5492.57 Y
827 | Add 15% CPOH on "Y" |  |  |  |  | 823.89
827 | TOTAL |  |  |  |  | 6316.45 | Z
827 | Add Cess @ 1% on "Z" |  |  |  |  | 63.16
827 | Cost of 9.04 metres |  |  |  |  | 6379.62
827 | Cost of 1.00 metre |  |  |  |  | 705.71
827 | Say |  |  |  |  | 705.70
827 | 12.8 | Providing reinforced by organic fibres and/or inorganic synthetic fibres cement 6 mm thick corrugated sheets (as per IS: 14871) roofing up to any pitch and fixing with polymer coated J, or L hooks, bolts and nuts 8 mm dia. G.I. plain and bitumen washers or with self drilling fastener and EPDM washers etc. complete (excluding the cost of purlins, rafters and trusses), including cutting sheets to size and shape wherever required. Details of cost for 216.14 sqm area of roof upto 60° pitch Upto 60 degree pitch Consider a shed of 20x10 metres. (External dimensions of plinth). Area of roof- 20.2x10.70m = 216.14 sqm. MATERIAL Sheets used = 2x20 nos.x3.00mx 1.05m =126.00sqm+ 2x20nos.x2.50mx1.05m=105.00sqm. Total = 231.00sqm. + Add 3% wastage = 6.93 Total = 237.93sqm.
827 | 0223 | Fibre reinforced by organic fibres and / or inorganic synthetic fibres cement corrugated sheet 6 mm thick | sqm | 237.93 | 225.00 | 53534.25
827 |  | 2x20x0.42147 = 1.68588 +
827 |  | 2x20x0.35123= 1.4049
827 |  | Total = 3.0908+
827 |  | Add 3 % wastage = 0.092
827 |  | Total = 3.1835 Say 3.184 t
827 | 2273 | Carriage of A.C.sheet and accessories | tonne | 3.184 | 92.24 | 293.69
827 | 1023 | Galvanised steel J or L hooks 8 mm dia | 10 Nos | 47.60 | 120.00 | 5712.00
827 | 1208 | Bitumen washer | 100 Nos | 4.76 | 30.00 | 142.80
827 | 1209 | G.I. plain washer thick | 100 Nos | 4.76 | 35.00 | 166.60
827 | 9977 | Carriage of bolts and nuts, washers etc. | L.S. | 8.06 | 2.00 | 16.12
827 | 9999 | Sundries | L.S. | 39.52 | 2.00 | 79.04
827 |  | LABOUR
827 | 0130 | Mistry | day | 2.34 | 738.00 | 1726.92
828 | 0112 | Carpenter 2nd class | day | 9.34 | 679.00 | 6341.86
828 | 0114 | Beldar | day | 9.34 | 558.00 | 5211.72
828 | TOTAL |  |  |  |  | 73225.00 W
828 | Add 1 % Water charges on "W" |  |  |  |  | 732.25
828 | TOTAL |  |  |  |  | 73957.25 X
828 |  | Add GST on "X" (multiplying
828 |  | factor 0.1405) 10390.99
828 | TOTAL |  |  |  |  | 84348.25 Y
828 | Add 15% CPOH on "Y" |  |  |  |  | 12652.24
828 | TOTAL |  |  |  |  | 97000.48 | Z
828 | Add Cess @ 1% on "Z" |  |  |  |  | 970.00
828 | Cost of 216.14 sqm. |  |  |  |  | 97970.49
828 | Cost of 1.00 sqm. |  |  |  |  | 453.27
828 | Say |  |  |  |  | 453.25
828 | 12.9 | Extra for straight cutting in reinforced by organic fibres and/or inorganic synthetic fibres cement corrugated, semi corrugated 6 mm thick sheet roofing for making openings of area exceeding 40 square decimeter for chimney stacks, skylights etc. Details of cost for 3 metres of periphery Area of cutting 0.9mx0.6m=0.54sqm. Perimeter = 3 metres LABOUR
828 | 0111 | Carpenter 1st class | day | 0.12 | 738.00 | 88.56
828 | 0114 | Beldar | day | 0.12 | 558.00 | 66.96
828 | TOTAL |  |  |  |  | 155.52 W
828 | Add 1 % Water charges on "W" |  |  |  |  | 1.56
828 | TOTAL |  |  |  |  | 157.08 X
828 |  | Add GST on "X" (multiplying
828 |  | factor 0.1405) 22.07
828 | TOTAL |  |  |  |  | 179.14 Y
828 | Add 15% CPOH on "Y" |  |  |  |  | 26.87
828 | TOTAL |  |  |  |  | 206.02 | Z
828 | Add Cess @ 1% on "Z" |  |  |  |  | 2.06
828 | Cost of 3.00 metres of periphery |  |  |  |  | 208.08
828 | Cost of 1.00 metre of periphery |  |  |  |  | 69.36
828 | Say |  |  |  |  | 69.35
828 | 12.10 | Extra for circular cutting in reinforced by organic fibres and/or inorganic synthetic fibres cement corrugated/ semi corrugated 6 mm thick sheet roofing for making openings of area exceeding 40 square decimeter. Details of cost for 4 holes of 0.72 metre diameter i.e. 9.05 metre periphery LABOUR
828 | 0111 | Carpenter 1st class | day | 1.00 | 738.00 | 738.00
829 | 0114 | Beldar | day | 1.00 | 558.00 | 558.00
829 | TOTAL |  |  |  |  | 1296.00 W
829 | Add 1 % Water charges on "W" |  |  |  |  | 12.96
829 | TOTAL |  |  |  |  | 1308.96 X
829 |  | Add GST on "X" (multiplying
829 |  | factor 0.1405) 183.91
829 | TOTAL |  |  |  |  | 1492.87 Y
829 | Add 15% CPOH on "Y" |  |  |  |  | 223.93
829 | TOTAL |  |  |  |  | 1716.80 | Z
829 | Add Cess @ 1% on "Z" |  |  |  |  | 17.17
829 | Cost of 9.05 metres of periphery |  |  |  |  | 1733.97
829 | Cost of 1.00 metre of periphery |  |  |  |  | 191.60
829 | Say |  |  |  |  | 191.60
829 | 12.11 | Extra for providing and fixing wind ties of 40x 6 mm flat iron section. Details of cost for 30 metres Extra for providing and fixing wind ties of 40x6mm flat iron section. M.S. flat 40x6mm = 30 metres+ wastage @ 5% = 1.5 metres = 31.50 metres @ 1.9 Kg per metre = 59.85 Kg. = 0.5985 quintal
829 | 1008 | Flats upto 10 mm in thickness | quintal | 0.5985 | 4500.00 | 2693.25
829 | 2205 | Carriage of Steel | tonne | 0.06 | 92.24 | 5.53
829 | 9999 | Sundries | L.S. | 20.67 | 2.00 | 41.34
829 | 0102 | Blacksmith 1st class | day | 0.50 | 738.00 | 369.00
829 | 0114 | Beldar | day | 0.50 | 558.00 | 279.00
829 | TOTAL |  |  |  |  | 3388.12 W
829 | Add 1 % Water charges on "W" |  |  |  |  | 33.88
829 | TOTAL |  |  |  |  | 3422.01 X
829 |  | Add GST on "X" (multiplying
829 |  | factor 0.1405) 480.79
829 | TOTAL |  |  |  |  | 3902.80 Y
829 | Add 15% CPOH on "Y" |  |  |  |  | 585.42
829 | TOTAL |  |  |  |  | 4488.22 | Z
829 | Add Cess @ 1% on "Z" |  |  |  |  | 44.88
829 | Cost of 30.00 metres |  |  |  |  | 4533.10
829 | Cost of 1.00 metre |  |  |  |  | 151.10
829 | Say |  |  |  |  | 151.10
829 | 12.12 | Providing and fixing ridges and hips in fibre cement reinforced by organic fibres and/or inorganic synthetic fibres roofing with suitable fixing accessories or self drilling fastener and EPDM washer etc. complete.
829 | 12.12.1 | Corrugated serrated adjustable ridges Details of cost for length of ridge 20.2 metres
830 |  | One piece corrugated serrated
830 |  | adjustable ridges
830 |  | Consider a shed of 20x10m (external
830 |  | dimensions at plinth).
830 |  | Length of ridges 20.2 metre
830 |  | MATERIAL
830 |  | Ridge piece required each of 1.22mm
830 |  | length = 19 nos. +
830 |  | Add 5% wastage = 0.95 No.
830 |  | Nos x 1.22 = 24.339 metre
830 | 0225 | Fibre reinforced by organic fibres and/ or inorganic synthetic fibres cement conjugated serrated adjustable ridge. | metre | 24.339 | 210.00 | 5111.19
830 | 9977 | Carriage (The ridge is to be fixed with
830 | the same hooks as the | Sheets) | L.S. | 13.52 | 2.00 | 27.04
830 | 9999 | Sundries | L.S. | 6.76 | 2.00 | 13.52
830 |  | LABOUR
830 | 0130 | Mistry | day | 0.14 | 738.00 | 103.32
830 | 0112 | Carpenter 2nd class | day | 0.55 | 679.00 | 373.45
830 | 0114 | Beldar | day | 1.64 | 558.00 | 915.12
830 | TOTAL |  |  |  |  | 6543.64 W
830 | Add 1 % Water charges on "W" |  |  |  |  | 65.44
830 | TOTAL |  |  |  |  | 6609.08 X
830 |  | Add GST on "X" (multiplying
830 |  | factor 0.1405) 928.58
830 | TOTAL |  |  |  |  | 7537.65 Y
830 | Add 15% CPOH on "Y" |  |  |  |  | 1130.65
830 | TOTAL |  |  |  |  | 8668.30 | Z
830 | Add Cess @ 1% on "Z" |  |  |  |  | 86.68
830 | Cost of 20.20 metre |  |  |  |  | 8754.98
830 | Cost of 1.00 metre |  |  |  |  | 433.41
830 | Say |  |  |  |  | 433.40
830 | 12.12.2 | Plain wing adjustable ridges Details of cost for length of ridge 20.20 metres Plain wing adjustable ridges Consider a shed of 20x10m (external dimensions at plinth). Length of ridges 20.2 metre MATERIAL Ridge piece required each of 1.22m length = 19 nos. + Add 5% wastage = 0.95 No. 19.95 nos x 1.22 = 24.339 metre
830 | 0226 | Fibre reinforced by organic fibres and/ or inorganic synthetic fibres cement plain wing adjustable ridge. | metre | 24.339 | 210.00 | 5111.19
830 | 9977 | Carriage (The ridge is to be fixed with
830 | the same hooks as the | Sheets) | L.S. | 13.52 | 2.00 | 27.04
830 | 9999 | Sundries | L.S. | 6.76 | 2.00 | 13.52
831 |  | LABOUR
831 | 0130 | Mistry | day | 0.14 | 738.00 | 103.32
831 | 0112 | Carpenter 2nd class | day | 0.55 | 679.00 | 373.45
831 | 0114 | Beldar | day | 1.64 | 558.00 | 915.12
831 | TOTAL |  |  |  |  | 6543.64 W
831 | Add 1 % Water charges on "W" |  |  |  |  | 65.44
831 | TOTAL |  |  |  |  | 6609.08 X
831 |  | Add GST on "X" (multiplying
831 |  | factor 0.1405) 928.58
831 | TOTAL |  |  |  |  | 7537.65 Y
831 | Add 15% CPOH on "Y" |  |  |  |  | 1130.65
831 | TOTAL |  |  |  |  | 8668.30 | Z
831 | Add Cess @ 1% on "Z" |  |  |  |  | 86.68
831 | Cost of 20.20 metre |  |  |  |  | 8754.98
831 | Cost of 1.00 metre |  |  |  |  | 433.41
831 | Say |  |  |  |  | 433.40
831 | 12.12.3 | Close fitting adjustable ridges Details of cost for length of ridge 20.2 metres Close fitting adjustable ridges Consider a shed of 20x10m (external dimensions at plinth). Length of ridges 20.2 metre No. of ridge pairs required, of length 1.22m each = 22.00 nos. + Add 5% wastage = 1.10 Nos. = 23.10 nos.x 1.22= 28.182 metre
831 | 0224 | Fibre reinforced by organic fibres and/ or inorganic synthetic fibres cement close fitting adjustable ridge. | metre | 28.182 | 210.00 | 5918.22
831 | 9977 | Carriage | L.S. | 16.12 | 2.00 | 32.24
831 | 9999 | Sundries | L.S. | 7.15 | 2.00 | 14.30
831 |  | LABOUR
831 | 0130 | Mistry | day | 0.14 | 738.00 | 103.32
831 | 0112 | Carpenter 2nd class | day | 0.55 | 679.00 | 373.45
831 | 0114 | Beldar | day | 1.64 | 558.00 | 915.12
831 | TOTAL |  |  |  |  | 7356.65 W
831 | Add 1 % Water charges on "W" |  |  |  |  | 73.57
831 | TOTAL |  |  |  |  | 7430.22 X
831 |  | Add GST on "X" (multiplying
831 |  | factor 0.1405) 1043.95
831 | TOTAL |  |  |  |  | 8474.16 Y
831 | Add 15% CPOH on "Y" |  |  |  |  | 1271.12
831 | TOTAL |  |  |  |  | 9745.29 | Z
831 | Add Cess @ 1% on "Z" |  |  |  |  | 97.45
831 | Cost of 20.20 metre |  |  |  |  | 9842.74
831 | Cost of 1.00 metre |  |  |  |  | 487.26
831 | Say |  |  |  |  | 487.25
832 | 12.12.4 | Unserrated adjustable hips Details of cost for a shed with hip as 20.2 metres Unserrated adjustable hips Consider a shed with hip as 20.2 metres No. of hi pieces required = 19 pairs Length of each pair 1.22 metres Add 5 % wastage = 0.95 pairs = 19.95 pairs x 1.22 = 24.339 metre
832 | 0227 | Fibre reinforced by organic fibres and/ or inorganic synthetic fibres cement unserrated adjustable adjustable ridge for hips. | metre | 24.339 | 210.00 | 5111.19
832 | 9977 | Carriage | L.S. | 6.76 | 2.00 | 13.52
832 | 9999 | Sundries | L.S. | 6.63 | 2.00 | 13.26
832 |  | LABOUR
832 | 0130 | Mistry | day | 0.14 | 738.00 | 103.32
832 | 0112 | Carpenter 2nd class | day | 0.55 | 679.00 | 373.45
832 | 0114 | Beldar | day | 1.64 | 558.00 | 915.12
832 | TOTAL |  |  |  |  | 6529.86 W
832 | Add 1 % Water charges on "W" |  |  |  |  | 65.30
832 | TOTAL |  |  |  |  | 6595.16 X
832 |  | Add GST on "X" (multiplying
832 |  | factor 0.1405) 926.62
832 | TOTAL |  |  |  |  | 7521.78 Y
832 | Add 15% CPOH on "Y" |  |  |  |  | 1128.27
832 | TOTAL |  |  |  |  | 8650.05 | Z
832 | Add Cess @ 1% on "Z" |  |  |  |  | 86.50
832 | Cost of 20.20 metre |  |  |  |  | 8736.55
832 | Cost of 1.00 metre |  |  |  |  | 432.50
832 | Say |  |  |  |  | 432.50
832 | 12.13 | Providing and fixing fibre cement reinforced by organic fibres and/or inorganic synthetic fibres roofing accessories in all colours with polymer coated J or L hooks, bolts and nuts and or G.I. seam bolts and nuts, G.I. plain and bitumen washers or with self drilling fastener and EPDM washer etc. complete:
832 | 12.13.1 | Corrugated apron pieces Details for shed of 20.2 metres completed length MATERIAL Corrugated appron pieces of 1.12 metre length = 20 nos.+ Add 5% wastage = 1.0 No. Total = 21 nos.x 1.12=23.52 metre
832 | 0228 | Fibre reinforced by organic fibres and/ or inorganic synthetic fibres cement corrugated appron piece. | metre | 23.52 | 200.00 | 4704.00
832 | 9977 | Carriage of appron pieces. (The appron pieces are to be fixed with the same hooks as the sheets) | L.S. | 3.25 | 2.00 | 6.50
832 | 9999 | Sundries | L.S. | 3.25 | 2.00 | 6.50
833 |  | LABOUR
833 | 0130 | Mistry | day | 0.07 | 738.00 | 51.66
833 | 0112 | Carpenter 2nd class | day | 0.28 | 679.00 | 190.12
833 | 0114 | Beldar | day | 0.82 | 558.00 | 457.56
833 | TOTAL |  |  |  |  | 5416.34 W
833 | Add 1 % Water charges on "W" |  |  |  |  | 54.16
833 | TOTAL |  |  |  |  | 5470.50 X
833 |  | Add GST on "X" (multiplying
833 |  | factor 0.1405) 768.61
833 | TOTAL |  |  |  |  | 6239.11 Y
833 | Add 15% CPOH on "Y" |  |  |  |  | 935.87
833 | TOTAL |  |  |  |  | 7174.98 | Z
833 | Add Cess @ 1% on "Z" |  |  |  |  | 71.75
833 | Cost of 20.20 metre |  |  |  |  | 7246.73
833 | Cost of 1.00 metre |  |  |  |  | 358.75
833 | Say |  |  |  |  | 358.75
833 | 12.13.2 | Eave's filler pieces Details of eaves filler for a shed of 20.2 metres complete length MATERIAL Eaves filler pieces of 0.16 metres length = 20 nos.+ Add 5% wastage = 1.0 No.
833 | 0229 | Fibre reinforced by organic fibres and/ or inorganic synthetic fibres cement eaves filler piece. | each | 21.00 | 175.00 | 3675.00
833 | 9999 | The eaves filler pieces are to be fixed with the same hooks as the sheets | L.S. | 3.25 | 2.00 | 6.50
833 | 9999 | Sundries | L.S. | 3.25 | 2.00 | 6.50
833 |  | LABOUR
833 | 0130 | Mistry | day | 0.07 | 738.00 | 51.66
833 | 0112 | Carpenter 2nd class | day | 0.28 | 679.00 | 190.12
833 | 0114 | Beldar | day | 0.82 | 558.00 | 457.56
833 | TOTAL |  |  |  |  | 4387.34 W
833 | Add 1 % Water charges on "W" |  |  |  |  | 43.87
833 | TOTAL |  |  |  |  | 4431.21 X
833 |  | Add GST on "X" (multiplying
833 |  | factor 0.1405) 622.59
833 | TOTAL |  |  |  |  | 5053.80 Y
833 | Add 15% CPOH on "Y" |  |  |  |  | 758.07
833 | TOTAL |  |  |  |  | 5811.87 | Z
833 | Add Cess @ 1% on "Z" |  |  |  |  | 58.12
833 | Cost of 20.20 metres |  |  |  |  | 5869.99
833 | Cost of 1.00 metre |  |  |  |  | 290.59
833 | Say |  |  |  |  | 290.60
834 | 12.13.3 | North light curves Details of North light curve 20.2 metres long complete length MATERIAL North light curves of 1.016 metres nominal length = 20 nos. + Add 5% wastage = 1.0 No. = 21 nos.x 1.016 = 21.336 metre
834 | 0230 | Fibre reinforced by organic fibres and/ or inorganic synthetic fibres cement north light curves. | metre | 21.336 | 280.00 | 5974.08
834 | 1023 | Galvanised steel J or L hooks 8 mm dia | 10 Nos | 4.00 | 120.00 | 480.00
834 | 1209 | G.I. plain washer thick | 100 Nos | 0.40 | 35.00 | 14.00
834 | 1208 | Bitumen washer | 100 Nos | 0.40 | 30.00 | 12.00
834 | 9977 | Carriage of hooks, nuts, washers and curves | L.S. | 9.88 | 2.00 | 19.76
834 | 9999 | Sundries | L.S. | 6.24 | 2.00 | 12.48
834 |  | LABOUR
834 | 0130 | Mistry | day | 0.10 | 738.00 | 73.80
834 | 0112 | Carpenter 2nd class | day | 0.30 | 679.00 | 203.70
834 | 0114 | Beldar | day | 1.00 | 558.00 | 558.00
834 | TOTAL |  |  |  |  | 7347.82 W
834 | Add 1 % Water charges on "W" |  |  |  |  | 73.48
834 | TOTAL |  |  |  |  | 7421.30 X
834 |  | Add GST on "X" (multiplying
834 |  | factor 0.1405) 1042.69
834 | TOTAL |  |  |  |  | 8463.99 Y
834 | Add 15% CPOH on "Y" |  |  |  |  | 1269.60
834 | TOTAL |  |  |  |  | 9733.59 | Z
834 | Add Cess @ 1% on "Z" |  |  |  |  | 97.34
834 | Cost of 20.20 metres |  |  |  |  | 9830.93
834 | Cost of 1.00 metre |  |  |  |  | 486.68
834 | Say |  |  |  |  | 486.70
834 | 12.13.4 | Ventilator curves Details of ventilator curve 20.2 metres long complete length MATERIAL North light curves of 1.016 metres nominal length = 20 nos. + Add 5% wastage = 1.0 No. Total = 21 nos.x 1.016 = 21.336 metre
834 | 0231 | Fibre reinforced by organic fibres and/ or inorganic synthetic fibres cement ventilator curves | each | 21.336 | 310.00 | 6614.16
834 | 1023 | Galvanised steel J or L hooks 8 mm dia | 10 Nos | 4.00 | 120.00 | 480.00
834 | 1209 | G.I. plain washer thick | 100 Nos | 0.40 | 35.00 | 14.00
834 | 1208 | Bitumen washer | 100 Nos | 0.40 | 30.00 | 12.00
834 | 9977 | Carriage of hooks, nuts, washers and curves | L.S. | 9.88 | 2.00 | 19.76
834 | 9999 | Sundries | L.S. | 6.24 | 2.00 | 12.48
835 |  | LABOUR
835 | 0130 | Mistry | day | 0.10 | 738.00 | 73.80
835 | 0112 | Carpenter 2nd class | day | 0.30 | 679.00 | 203.70
835 | 0114 | Beldar | day | 1.00 | 558.00 | 558.00
835 | TOTAL |  |  |  |  | 7987.90 W
835 | Add 1 % Water charges on "W" |  |  |  |  | 79.88
835 | TOTAL |  |  |  |  | 8067.78 X
835 |  | Add GST on "X" (multiplying
835 |  | factor 0.1405) 1133.52
835 | TOTAL |  |  |  |  | 9201.30 Y
835 | Add 15% CPOH on "Y" |  |  |  |  | 1380.20
835 | TOTAL |  |  |  |  | 10581.50 | Z
835 | Add Cess @ 1% on "Z" |  |  |  |  | 105.81
835 | Cost of 20.20 metre |  |  |  |  | 10687.31
835 | Cost of 1.00 metre |  |  |  |  | 529.07
835 | Say |  |  |  |  | 529.05
835 | 12.13.5 | Barge boards Details of cost for 9.70 metres Completed length of barge boards MATERIAL Barge boards 2.50metres = 4 nos. x 2.50 = 10.00 metre Add 5% wastage = 0.50 metre. Total = 10.50 metre.
835 | 0232 | Fibre reinforced by organic and/ or inorganic synthetic fibres cement barge boards 6 mm thick. | metre | 10.50 | 400.00 | 4200.00
835 | 0222 | Seam bolts and nuts 6 mm dia and 25 mm long | 10 Nos | 0.50 | 10.00 | 5.00
835 | 1211 | G.I. plain washer for seam bolts | 100 Nos | 0.10 | 32.00 | 3.20
835 | 1208 | Bitumen washer | 100 Nos | 0.05 | 30.00 | 1.50
835 | 9977 | Carriage of barge boards, bolts, nuts and washers | L.S. | 9.36 | 2.00 | 18.72
835 | 9999 | Sundries | L.S. | 6.76 | 2.00 | 13.52
835 |  | LABOUR
835 | 0130 | Mistry | day | 0.04 | 738.00 | 29.52
835 | 0112 | Carpenter 2nd class | day | 0.06 | 679.00 | 40.74
835 | 0114 | Beldar | day | 0.40 | 558.00 | 223.20
835 | TOTAL |  |  |  |  | 4535.40 W
835 | Add 1 % Water charges on "W" |  |  |  |  | 45.35
835 | TOTAL |  |  |  |  | 4580.75 X
835 |  | Add GST on "X" (multiplying
835 |  | factor 0.1405) 643.60
835 | TOTAL |  |  |  |  | 5224.35 Y
835 | Add 15% CPOH on "Y" |  |  |  |  | 783.65
835 | TOTAL |  |  |  |  | 6008.00 | Z
835 | Add Cess @ 1% on "Z" |  |  |  |  | 60.08
835 | Cost of 9.70 metre |  |  |  |  | 6068.08
835 | Cost of 1.00 metre |  |  |  |  | 625.58
835 | Say |  |  |  |  | 625.60
836 | 12.13.6 | Ridge finials Details of a pair of ridge final MATERIAL Ride final = pair Add 5% wastage = 0.05pair. Total = 1.05 pair
836 | 0233 | Fibre reinforced by organic fibres and/ or inorganic synthetic fibres cement ridge finial. | pair | 1.05 | 165.00 | 173.25
836 | 9988 | Carriage, sundries, fixing charges including providing and fixing, seam bolts and nuts, with G.I. and bitumen washers | L.S. | 10.79 | 2.00 | 21.58
836 | TOTAL |  |  |  |  | 194.83 W
836 | Add 1 % Water charges on "W" |  |  |  |  | 1.95
836 | TOTAL |  |  |  |  | 196.78 X
836 |  | Add GST on "X" (multiplying
836 |  | factor 0.1405) 27.65
836 | TOTAL |  |  |  |  | 224.43 Y
836 | Add 15% CPOH on "Y" |  |  |  |  | 33.66
836 | TOTAL |  |  |  |  | 258.09 | Z
836 | Add Cess @ 1% on "Z" |  |  |  |  | 2.58
836 | Cost of 1.00 pair |  |  |  |  | 260.67
836 | Say |  |  |  |  | 260.65
836 | 12.13.7 | Special north light curves Details of cost for 20 Nos Details of special north light ventilator curve 20.2 metres long complete length MATERIAL Special north light curves of 1.016 metres nominal length = 20 nos. + Add 5% wastage = 1.0 No. Total = 21 nos.
836 | 0234 | Fibre reinforced by organic fibres and/ or inorganic synthetic fibres cement special north light curves. | each | 21.00 | 555.00 | 11655.00
836 | 1023 | Galvanised steel J or L hooks 8 mm dia | 10 Nos | 4.00 | 120.00 | 480.00
836 | 1209 | G.I. plain washer thick | 100 Nos | 0.40 | 35.00 | 14.00
836 | 1208 | Bitumen washer | 100 Nos | 0.40 | 30.00 | 12.00
836 | 9977 | Carriage of hooks, nuts, washers and curves | L.S. | 9.88 | 2.00 | 19.76
836 | 9999 | Sundries | L.S. | 6.24 | 2.00 | 12.48
836 |  | LABOUR
836 | 0130 | Mistry | day | 0.10 | 738.00 | 73.80
836 | 0112 | Carpenter 2nd class | day | 0.30 | 679.00 | 203.70
837 | 0114 | Beldar | day | 1.00 | 558.00 | 558.00
837 | TOTAL |  |  |  |  | 13028.74 W
837 | Add 1 % Water charges on "W" |  |  |  |  | 130.29
837 | TOTAL |  |  |  |  | 13159.03 X
837 |  | Add GST on "X" (multiplying
837 |  | factor 0.1405) 1848.84
837 | TOTAL |  |  |  |  | 15007.87 Y
837 | Add 15% CPOH on "Y" |  |  |  |  | 2251.18
837 | TOTAL |  |  |  |  | 17259.05 | Z
837 | Add Cess @ 1% on "Z" |  |  |  |  | 172.59
837 | Cost of 20 nos |  |  |  |  | 17431.64
837 | Cost of 1.00 no |  |  |  |  | 871.58
837 | Say |  |  |  |  | 871.60
837 | 12.13.8 | S type louvers Details of cost for 8.74 metres MATERIAL S type louvers = 5 nos.+ Add 5% wastage = 0.25 nos. Total = 5.25 nos.
837 | 0235 | Fibre reinforced by organic fibres and/ or inorganic synthetic fibres cement S
837 | type | louvers. | each | 5.25 | 260.00 | 1365.00
837 | 9977 | Carriage | L.S. | 10.79 | 2.00 | 21.58
837 | 1031 | Galvanised steel bolts & nuts 10 mm dia and 27 cm long both sides threaded with 4 galvanised steel nuts | each | 6.00 | 20.00 | 120.00
837 | 1032 | Galvanised steel bolts 10 mm dia and 7 cm long with nuts | each | 6.00 | 6.00 | 36.00
837 | 1208 | Bitumen washer | 100 Nos | 0.18 | 30.00 | 5.40
837 | 1210 | G.I. plain washer thin | 100 Nos | 0.36 | 21.00 | 7.56
837 | 9977 | Carriage of bolts and nuts and washers | L.S. | 2.73 | 2.00 | 5.46
837 | 9999 | Sundries | L.S. | 13.39 | 2.00 | 26.78
837 |  | LABOUR
837 | 0111 | Carpenter 1st class | day | 1.00 | 738.00 | 738.00
837 | 0114 | Beldar | day | 1.00 | 558.00 | 558.00
837 | 0102 | Blacksmith 1st class | day | 0.12 | 738.00 | 88.56
837 | TOTAL |  |  |  |  | 2972.34 W
837 | Add 1 % Water charges on "W" |  |  |  |  | 29.72
837 | TOTAL |  |  |  |  | 3002.06 X
837 |  | Add GST on "X" (multiplying
837 |  | factor 0.1405) 421.79
837 | TOTAL |  |  |  |  | 3423.85 Y
837 | Add 15% CPOH on "Y" |  |  |  |  | 513.58
837 | TOTAL |  |  |  |  | 3937.43 | Z
837 | Add Cess @ 1% on "Z" |  |  |  |  | 39.37
837 | Cost of 8.74 metres |  |  |  |  | 3976.81
837 | Cost of 1.00 metre |  |  |  |  | 455.01
837 | Say |  |  |  |  | 455.00
838 | 12.14 | Providing flat iron brackets 50x3 mm size with necessary bolts, nuts and washers etc. for fixing G.S. sheets gutters with purlins. Detail of cost for 20 metres MATERIAL Flat 50x3mm size
838 | 1008 | Flats upto 10 mm in thickness | quintal | 0.1163 | 4500.00 | 523.35
838 | 1025 | Mild stel bolts 6 mm dia and 25 mm long with hexagonal head | 10 Nos | 3.80 | 10.00 | 38.00
838 | 1210 | G.I. plain washer thin | 100 Nos | 0.19 | 21.00 | 3.99
838 | 9999 | Sundries | L.S. | 1.04 | 2.00 | 2.08
838 | 0102 | Blacksmith 1st class | day | 0.38 | 738.00 | 280.44
838 | 0114 | Beldar | day | 0.38 | 558.00 | 212.04
838 | TOTAL |  |  |  |  | 1059.90 W
838 | Add 1 % Water charges on "W" |  |  |  |  | 10.60
838 | TOTAL |  |  |  |  | 1070.50 X
838 |  | Add GST on "X" (multiplying
838 |  | factor 0.1405) 150.41
838 | TOTAL |  |  |  |  | 1220.90 Y
838 | Add 15% CPOH on "Y" |  |  |  |  | 183.14
838 | TOTAL |  |  |  |  | 1404.04 | Z
838 | Add Cess @ 1% on "Z" |  |  |  |  | 14.04
838 | Cost of 20.00 metres |  |  |  |  | 1418.08
838 | Cost of 1.00 metre |  |  |  |  | 70.90
838 | Say |  |  |  |  | 70.90
838 | 12.15 | Painting top of roofs with bitumen of approved quality @ 17kg per 10 sqm impregnated with a coat of coarse sand at 60 cudm per 10 sqm, including cleaning the slab surface with brushes and finally with a piece of cloth lightly soaked in kerosene oil complete :
838 | 12.15.1 | With residual type petroleum bitumen of grade VG -10 Details of cost for 10 Sqm. MATERIAL Bitumen 80/100
838 | 0309 | Paving bitumen VG-10 of approved quality | tonne | 0.017 | 25614.00 | 435.44
838 | 0771 | Kerosene oil | litre | 1.22 | 50.00 | 61.00
838 | 0370 | Coal (steam) | quintal | 0.035 | 440.00 | 15.40
838 | 2211 | Carriage of Tar bitumen | tonne | 0.017 | 103.77 | 1.76
838 | 0982 | Coarse sand (zone III) | cum | 0.06 | 1350.00 | 81.00
838 | 2203 | Carriage of Coarse sand | cum | 0.06 | 103.77 | 6.23
838 |  | LABOUR
838 | 0114 | Beldar | day | 0.38 | 558.00 | 212.04
838 |  | (for cleaning the surface, applying
838 |  | kerosene oil, heating materials and
838 |  | carrying the hot tar over the roof
838 | 0131 | Painter | day | 0.15 | 679.00 | 101.85
839 | 9999 | Sundries (Brushes and T and P) | L.S. | 13.52 | 2.00 | 27.04
839 | TOTAL |  |  |  |  | 941.76 W
839 | Add 1 % Water charges on "W" |  |  |  |  | 9.42
839 | TOTAL |  |  |  |  | 951.18 X
839 |  | Add GST on "X" (multiplying
839 |  | factor 0.1405) 133.64
839 | TOTAL |  |  |  |  | 1084.82 Y
839 | Add 15% CPOH on "Y" |  |  |  |  | 162.72
839 | TOTAL |  |  |  |  | 1247.54 | Z
839 | Add Cess @ 1% on "Z" |  |  |  |  | 12.48
839 | Cost of 10.00 sqm. |  |  |  |  | 1260.01
839 | Cost of 1 Sqm. |  |  |  |  | 126.00
839 | Say |  |  |  |  | 126.00
839 | 12.16 | 10 cm thick (average) mud phaska of damped brick earth on roofs laid to slope consolidated and plastered with 25 mm thick mud mortar mixed with bhusa @ 35 kg per cum of earth and gobri leaping with mix 1:1 (1 clay : 1 cow dung) and covered with flat tile bricks, grouted with cement mortar 1:3 (1 cement : 3 fine sand) mixed with 2% of integral water proofing compound by weight of cement and finished neat:
839 | 12.16.1 | With common burnt clay F.P.S.(non modular) brick tile of class designation 10 Details of cost for (mud) 10.00sqm. MATERIAL Mud Phuska = 1.048 cum. + Wastage 20% = 0.209 = 1.257 cum.
839 | 0811 | Mud (dry) | cum | 1.257 | 165.00 | 207.41
839 |  | Mud mortar for 25 mm thick plaster
839 |  | over phuska
839 | 3.18 | Rate as per Item Number 3.18 of SH: Mortars | cum | 0.263 | 737.00 | 193.83
839 |  | Bhusa 0.263x35 = 9.20 +
839 |  | 5% wastage = 0.46
839 |  | Total = 9.66 Kg. say 10 kg = 0.1 q
839 | 0308 | Bhusa | quintal | 0.10 | 500.00 | 50.00
839 | 9999 | Cowdung | L.S. | 5.33 | 2.00 | 10.66
839 | 9999 | Mud mortar for gobri leaping | L.S. | 8.06 | 2.00 | 16.12
839 | 9977 | Carriage of bhusa and cowdung | L.S. | 2.73 | 2.00 | 5.46
839 |  | Tile bricks 22.9x11.4x4.4cm of
839 |  | designation 100
839 | 1984 | Common burnt clay F.P.S. (non modular) bricks tile class designation 10 | 1000 Nos | 0.38 | 4500.00 | 1710.00
839 | 2207 | Carriage of Brick tiles | 1000 Nos | 0.38 | 166.03 | 63.09
839 |  | Cement mortar for grouting
839 |  | 1:3 (1 cement : 3 fine sand)
839 | 3.3 | Rate as per Item Number 3.3 of SH: Mortars | cum | 0.061 | 4183.05 | 255.17
839 |  | Integral water proofing compound
839 |  | 2% by weight of cement
839 | 1213 | Water proofing materials | kilogram | 0.006 | 35.00 | 0.21
839 | 9999 | Sundries | L.S. | 6.76 | 2.00 | 13.52
840 |  | LABOUR
840 | 0124 | Mason (brick layer) 2nd class | day | 1.30 | 679.00 | 882.70
840 | 0114 | Beldar | day | 3.75 | 558.00 | 2092.50
840 | 0101 | Bhisti | day | 1.10 | 617.00 | 678.70
840 | TOTAL |  |  |  |  | 6179.36 W
840 | Add 1 % Water charges on "W" |  |  |  |  | 61.79
840 | TOTAL |  |  |  |  | 6241.16 X
840 |  | Add GST on "X" (multiplying
840 |  | factor 0.1405) 876.88
840 | TOTAL |  |  |  |  | 7118.04 Y
840 | Add 15% CPOH on "Y" |  |  |  |  | 1067.71
840 | TOTAL |  |  |  |  | 8185.75 | Z
840 | Add Cess @ 1% on "Z" |  |  |  |  | 81.86
840 | Cost of 10.00 sqm. |  |  |  |  | 8267.60
840 | Cost of 1 Sqm. |  |  |  |  | 826.76
840 | Say |  |  |  |  | 826.75
840 | 12.17 | 10cm thick (average) mud phaska of damped brick earth on roofs laid to slope consolidated and plastered with 25 mm thick mud mortar with bhusha @ 35 kg per cum of earth and gobri leaping with mix 1:1 (1 clay : 1 cow-dung) and covered with machine moulded tile bricks, grouted with cement mortar 1:3 ( 1 cement : 3 fine sand) mixed with 2% of integral water proofing compound by weight of cement and finished neat.
840 | 12.17.1 | With machine moulded common burnt clay F.P.S. (non modular) brick tiles of class designation 12.5, conforming to IS 2690 Details of cost for (mud) 10.00sqm. MATERIAL Mud Phuska = 1.048 cum. Wastage 20% = 0.209 Total = 1.257 cum.
840 | 0811 | Mud (dry) | cum | 1.257 | 165.00 | 207.41
840 |  | Mud mortar for 25 mm thick plaster
840 |  | over phuska
840 | 3.18 | Rate as per Item Number 3.18 of SH: Mortars | cum | 0.263 | 737.00 | 193.83
840 |  | Bhusa 0.263x35 = 9.20
840 |  | 5% wastage = 0.46
840 |  | Total = 9.66 Kg. say 10 kg = 0.1 q
840 | 0308 | Bhusa | quintal | 0.10 | 500.00 | 50.00
840 | 9999 | Cowdung | L.S. | 5.33 | 2.00 | 10.66
840 | 9999 | Mud mortar for gobri leaping | L.S. | 8.06 | 2.00 | 16.12
840 | 9977 | Carriage of bhusa and cowdung | L.S. | 2.73 | 2.00 | 5.46
840 | 7904 | Machine moulded common burnt clay tile bricks of class designation 12.5 | 1000 Nos | 0.38 | 4900.00 | 1862.00
840 | 2207 | Carriage of Brick tiles | 1000 Nos | 0.38 | 166.03 | 63.09
840 |  | Cement mortar for grouting
840 |  | 1:3 (1 cement : 3 fine sand)
841 | 3.3 | Rate as per Item Number 3.3 of SH: Mortars | cum | 0.061 | 4183.05 | 255.17
841 |  | Integral water proofing compound
841 |  | 2% by weight of cement
841 | 1213 | Water proofing materials | kilogram | 0.006 | 35.00 | 0.21
841 | 9999 | Sundries | L.S. | 6.76 | 2.00 | 13.52
841 |  | LABOUR
841 | 0124 | Mason (brick layer) 2nd class | day | 1.30 | 679.00 | 882.70
841 | 0114 | Beldar | day | 3.75 | 558.00 | 2092.50
841 | 0101 | Bhisti | day | 1.10 | 617.00 | 678.70
841 | TOTAL |  |  |  |  | 6331.36 W
841 | Add 1 % Water charges on "W" |  |  |  |  | 63.31
841 | TOTAL |  |  |  |  | 6394.68 X
841 |  | Add GST on "X" (multiplying
841 |  | factor 0.1405) 898.45
841 | TOTAL |  |  |  |  | 7293.13 Y
841 | Add 15% CPOH on "Y" |  |  |  |  | 1093.97
841 | TOTAL |  |  |  |  | 8387.10 | Z
841 | Add Cess @ 1% on "Z" |  |  |  |  | 83.87
841 | Cost of 10.00 sqm. |  |  |  |  | 8470.97
841 | Cost of 1 Sqm. |  |  |  |  | 847.10
841 | Say |  |  |  |  | 847.10
841 | 12.18 | Extra for every additional 1 cm thickness of mud phaska. Detail of cost for 10 sqm MATERIAL For 10 cm thickness Mud Phuska = 1.048 cum. + Wastage 20% = 0.209 = 1.257 cum. Quantity for 1 cm thickness 1.257/10 = 0.1257 cum say 0.13 cum
841 | 0811 | Mud (dry) | cum | 0.13 | 165.00 | 21.45
841 | 0114 | Beldar | day | 0.07 | 558.00 | 39.06
841 | 0101 | Bhisti | day | 0.04 | 617.00 | 24.68
841 | 9999 | Labour for leaping and carring to roof | L.S. | 26.91 | 2.00 | 53.82
841 | TOTAL |  |  |  |  | 139.01 W
841 | Add 1 % Water charges on "W" |  |  |  |  | 1.39
841 | TOTAL |  |  |  |  | 140.40 X
841 |  | Add GST on "X" (multiplying
841 |  | factor 0.1405) 19.73
841 | TOTAL |  |  |  |  | 160.13 Y
841 | Add 15% CPOH on "Y" |  |  |  |  | 24.02
841 | TOTAL |  |  |  |  | 184.15 | Z
841 | Add Cess @ 1% on "Z" |  |  |  |  | 1.84
841 | Cost of 10.00 sqm. |  |  |  |  | 185.99
841 | Cost of 1 Sqm. |  |  |  |  | 18.60
841 | Say |  |  |  |  | 18.60
842 | 12.19 | Providing and laying brick tiles over mumty roofs, grouted with cement mortar 1:3 (1 cement : 3 fine sand) mixed with 2% of integral water proofing compound by weight of cement, over 12 mm layer of cement mortar 1:3 (1 cement : 3 fine sand) and finished neat:
842 | 12.19.1 | With common burnt clay F.P.S. (non modular) brick tiles of class designation 10 Details of cost for 10 sqm. MATERIAL
842 | 1984 | Common burnt clay F.P.S. (non modular) bricks tile class designation 10 | 1000 Nos | 0.38 | 4500.00 | 1710.00
842 | 2207 | Carriage of Brick tiles | 1000 Nos | 0.38 | 166.03 | 63.09
842 |  | Cement mortar for grouting
842 |  | 1:3 (1 cement : 3 fine sand)
842 | 3.3 | Rate as per Item Number 3.3 of SH: Mortars | cum | 0.179 | 4183.05 | 748.77
842 |  | Integral water proofing compound
842 |  | 2% by weight of cement
842 | 1213 | Water proofing materials | kilogram | 0.005 | 35.00 | 0.18
842 |  | LABOUR
842 | 0124 | Mason (brick layer) 2nd class | day | 0.81 | 679.00 | 549.99
842 | 0115 | Coolie | day | 1.08 | 558.00 | 602.64
842 | 0101 | Bhisti | day | 0.27 | 617.00 | 166.59
842 | 9999 | Sundries | L.S. | 1.82 | 2.00 | 3.64
842 | TOTAL |  |  |  |  | 3844.89 W
842 | Add 1 % Water charges on "W" |  |  |  |  | 38.45
842 | TOTAL |  |  |  |  | 3883.34 X
842 |  | Add GST on "X" (multiplying
842 |  | factor 0.1405) 545.61
842 | TOTAL |  |  |  |  | 4428.95 Y
842 | Add 15% CPOH on "Y" |  |  |  |  | 664.34
842 | TOTAL |  |  |  |  | 5093.29 | Z
842 | Add Cess @ 1% on "Z" |  |  |  |  | 50.93
842 | Cost of 10.00 sqm. |  |  |  |  | 5144.23
842 | Cost of 1 Sqm. |  |  |  |  | 514.42
842 | Say |  |  |  |  | 514.40
842 | 12.20 | Providing and laying pressed clay tiles (as per approved pattern 20 mm nominal thickness of approved size) on roofs jointed with cement mortar 1:4 (1 cement : 4 coarse sand) mixed with 2% integral water proofing compound, laid over a bed of 20 mm thick cement mortar 1:4 (1 cement : 4 coarse sand) and finished neat complete. Details of cost for 10 sqm. MATERIAL
842 | 7266 | Pressed clay tiles 20 mm thick 250 x 250 mm size | 1000 Nos | 0.16 | 8600.00 | 1376.00
842 | 2207 | Carriage of Brick tiles | 1000 Nos | 0.16 | 166.03 | 26.56
842 |  | Cement mortar 1 : 4 (1 cement :
842 |  | 4 coarse sand)
843 | 3.9 | Rate as per Item Number 3.9 of SH: Mortars | cum | 0.037 | 4010.35 | 148.38
843 |  | Integral water proofing compound
843 |  | 2% by weight of cement
843 | 1213 | Water proofing materials | kilogram | 0.01 | 35.00 | 0.35
843 |  | Cement mortar 1 : 4 (1 cement :
843 |  | 4 coarse sand)
843 | 3.9 | Rate as per Item Number 3.9 of SH: Mortars | cum | 0.224 | 4010.35 | 898.32
843 |  | LABOUR
843 | 0123 | Mason (brick layer) 1st class | day | 0.60 | 738.00 | 442.80
843 | 0114 | Beldar | day | 2.60 | 558.00 | 1450.80
843 | 9999 | Sundries | L.S. | 13.00 | 2.00 | 26.00
843 | TOTAL |  |  |  |  | 4369.22 W
843 | Add 1 % Water charges on "W" |  |  |  |  | 43.69
843 | TOTAL |  |  |  |  | 4412.91 X
843 |  | Add GST on "X" (multiplying
843 |  | factor 0.1405) 620.01
843 | TOTAL |  |  |  |  | 5032.92 Y
843 | Add 15% CPOH on "Y" |  |  |  |  | 754.94
843 | TOTAL |  |  |  |  | 5787.86 | Z
843 | Add Cess @ 1% on "Z" |  |  |  |  | 57.88
843 | Cost of 10.00 sqm. |  |  |  |  | 5845.74
843 | Cost of 1 Sqm. |  |  |  |  | 584.57
843 | Say |  |  |  |  | 584.55
843 | 12.21 | Providing gola 75x75 mm in cement concrete 1:2:4 (1 cement : 2 coarse sand : 4 stone aggregate 10 mm and down gauge), including finishing with cement mortar 1:3 (1 cement : 3 fine sand) as per standard design :
843 | 12.21.1 | In 75x75 mm deep chase Details of cost for 10 metres cement concrete
843 | 0297 | Stone Aggregate (Single size) : 10 mm nominal size | cum | 0.0836 | 1350.00 | 112.86
843 | 2202 | Carriage of Stone aggregate below 40 mm nominal size | cum | 0.0836 | 103.77 | 8.68
843 | 0982 | Coarse sand (zone III) | cum | 0.0418 | 1350.00 | 56.43
843 | 2203 | Carriage of Coarse sand | cum | 0.0418 | 103.77 | 4.34
843 | 0367 | Portland Cement (OPC-43 grade) | tonne | 0.03 | 4940.00 | 148.20
843 | 2209 | Carriage of Cement | tonne | 0.03 | 92.24 | 2.77
843 | 0114 | Beldar | day | 0.085 | 558.00 | 47.43
843 | 0115 | Coolie | day | 0.056 | 558.00 | 31.25
843 | 0101 | Bhisti | day | 0.025 | 617.00 | 15.43
843 | 0123 | Mason (brick layer) 1st class | day | 0.005 | 738.00 | 3.69
843 | 0124 | Mason (brick layer) 2nd class | day | 0.005 | 679.00 | 3.40
843 | 0128 | Mate | day | 0.0037 | 617.00 | 2.28
843 | 9999 | Hire and running charge of mechanical mixer | L.S. | 2.47 | 2.00 | 4.94
843 | 9999 | Sundries | L.S. | 1.30 | 2.00 | 2.60
843 | 0123 | Mason (brick layer) 1st class | day | 0.15 | 738.00 | 110.70
844 | 0124 | Mason (brick layer) 2nd class | day | 0.15 | 679.00 | 101.85
844 | 9999 | Sundries | L.S. | 5.07 | 2.00 | 10.14
844 | 0123 | Mason (brick layer) 1st class | day | 0.25 | 738.00 | 184.50
844 | 0124 | Mason (brick layer) 2nd class | day | 0.25 | 679.00 | 169.75
844 | 0114 | Beldar | day | 1.00 | 558.00 | 558.00
844 | 9977 | Carriage | L.S. | 8.06 | 2.00 | 16.12
844 |  | Cement mortar for grouting
844 |  | 1:3 (1 cement : 3 fine sand)
844 | 3.3 | Rate as per Item Number 3.3 of SH: Mortars | cum | 0.009 | 4183.05 | 37.65
844 | 0155 | Mason (average) | day | 0.081 | 709.00 | 57.43
844 | 0115 | Coolie | day | 0.101 | 558.00 | 56.36
844 | 0101 | Bhisti | day | 0.033 | 617.00 | 20.36
844 | 9999 | Hire and running charges of mechanical mixer | L.S. | 1.69 | 2.00 | 3.38
844 | 9999 | Sundries | L.S. | 1.43 | 2.00 | 2.86
844 | TOTAL |  |  |  |  | 1773.38 W
844 | Add 1 % Water charges on "W" |  |  |  |  | 17.73
844 | TOTAL |  |  |  |  | 1791.11 X
844 |  | Add GST on "X" (multiplying
844 |  | factor 0.1405) 251.65
844 | TOTAL |  |  |  |  | 2042.76 Y
844 | Add 15% CPOH on "Y" |  |  |  |  | 306.41
844 | TOTAL |  |  |  |  | 2349.18 | Z
844 | Add Cess @ 1% on "Z" |  |  |  |  | 23.49
844 | Cost of 10.00 metre |  |  |  |  | 2372.67
844 | Cost of 1.00 metre |  |  |  |  | 237.27
844 | Say |  |  |  |  | 237.25
844 | 12.22 | Making khurras 45x45 cm with average minimum thickness of 5 cm cement concrete 1:2:4 (1 cement : 2 coarse sand : 4 graded stone aggregate of 20 mm nominal size) over P.V.C. sheet 1 m x1 m x 400 micron, finished with 12 mm cement plaster 1:3 (1 cement : 3 coarse sand) and a coat of neat cement, rounding the edges and making and finishing the outlet complete. Details of cost for 1 no.
844 | 0295 | Stone Aggregate (Single size) : 20 mm nominal size | cum | 0.0067 | 1350.00 | 9.05
844 | 0297 | Stone Aggregate (Single size) : 10 mm nominal size | cum | 0.0022 | 1350.00 | 2.97
844 | 2202 | Carriage of Stone aggregate below 40 mm nominal size | cum | 0.0089 | 103.77 | 0.92
844 | 0982 | Coarse sand (zone III) | cum | 0.0044 | 1350.00 | 5.94
844 | 2203 | Carriage of Coarse sand | cum | 0.0044 | 103.77 | 0.46
844 | 0367 | Portland Cement (OPC-43 grade) | tonne | 0.0032 | 4940.00 | 15.81
844 | 2209 | Carriage of Cement | tonne | 0.0032 | 92.24 | 0.30
844 | 0114 | Beldar | day | 0.009 | 558.00 | 5.02
844 | 0115 | Coolie | day | 0.006 | 558.00 | 3.35
844 | 0101 | Bhisti | day | 0.0027 | 617.00 | 1.67
844 | 0123 | Mason (brick layer) 1st class | day | 0.0005 | 738.00 | 0.37
845 | 0124 | Mason (brick layer) 2nd class | day | 0.0005 | 679.00 | 0.34
845 | 0128 | Mate | day | 0.0004 | 617.00 | 0.25
845 | 9999 | Hire and running charge of mechanical mixer | L.S. | 0.26 | 2.00 | 0.52
845 | 9999 | Sundries | L.S. | 0.13 | 2.00 | 0.26
845 | 3002 | Polyvinyle chloride sheet 400 micron thick | sqm | 1.00 | 40.00 | 40.00
845 |  | Cement mortar 1:3 (1 cement :
845 |  | 3 coarse sand)
845 | 3.8 | Rate as per Item Number 3.8 of SH: Mortars | cum | 0.0041 | 4664.55 | 19.12
845 | 0155 | Mason (average) | day | 0.0235 | 709.00 | 16.66
845 | 0115 | Coolie | day | 0.0235 | 558.00 | 13.11
845 | 0101 | Bhisti | day | 0.0078 | 617.00 | 4.81
845 | 9999 | Sundries | L.S. | 0.39 | 2.00 | 0.78
845 | 0367 | Portland Cement (OPC-43 grade) | tonne | 0.0006 | 4940.00 | 2.96
845 | 2209 | Carriage of Cement | tonne | 0.0006 | 92.24 | 0.06
845 | 0155 | Mason (average) | day | 0.008 | 709.00 | 5.67
845 | 0115 | Coolie | day | 0.008 | 558.00 | 4.46
845 | 9999 | Rounding of edges and making outlet | L.S. | 0.26 | 2.00 | 0.52
845 | 9999 | Sundries | L.S. | 13.52 | 2.00 | 27.04
845 | TOTAL |  |  |  |  | 182.42 W
845 | Add 1 % Water charges on "W" |  |  |  |  | 1.82
845 | TOTAL |  |  |  |  | 184.24 X
845 |  | Add GST on "X" (multiplying
845 |  | factor 0.1405) 25.89
845 | TOTAL |  |  |  |  | 210.13 Y
845 | Add 15% CPOH on "Y" |  |  |  |  | 31.52
845 | TOTAL |  |  |  |  | 241.65 | Z
845 | Add Cess @ 1% on "Z" |  |  |  |  | 2.42
845 | Cost of 1 no. |  |  |  |  | 244.06
845 | Say |  |  |  |  | 244.05
845 | 12.23 | Providing sand stone slab for roofing and laying them in cement mortar 1 : 4 (1 cement : 4 coarse sand) over wooden karries or R.C.C. battens or structural steel sections (Karries or battens or structural steel sections to be paid separately), including pointing the ceiling joints with cement mortar 1:3 (1 cement : 3 fine sand ) complete :
845 | 12.23.1 | Red sand stone slab
845 | 12.23.1.1 | 40 to 50 mm thick Details of cost for 10 sqm. MATERIAL
845 | 1174 | Red sand stone slab 45 mm and 50 mm thick (un-dressed) | sqm | 11.00 | 225.00 | 2475.00
845 |  | including wastage @ 10% = 11 sqm
845 | 2216 | Carriage of Stone blocks white & red sand stone & kota stone slab | tonne | 1.27 | 92.24 | 117.14
845 |  | Cement mortar 1 : 4 (1 cement :
845 |  | 4 coarse sand)
846 | 3.9 | Rate as per Item Number 3.9 of SH: Mortars | cum | 0.0095 | 4010.35 | 38.10
846 |  | Cement mortar for grouting
846 |  | 1:3 (1 cement : 3 fine sand)
846 | 3.3 | Rate as per Item Number 3.3 of SH: Mortars | cum | 0.0075 | 4183.05 | 31.37
846 |  | LABOUR
846 | 0155 | Mason (average) | day | 1.52 | 709.00 | 1077.68
846 | 0100 | Bandhani | day | 1.82 | 617.00 | 1122.94
846 | 0115 | Coolie | day | 1.52 | 558.00 | 848.16
846 | 0101 | Bhisti | day | 0.30 | 617.00 | 185.10
846 | 9999 | Sundries | L.S. | 16.12 | 2.00 | 32.24
846 | TOTAL |  |  |  |  | 5927.74 W
846 | Add 1 % Water charges on "W" |  |  |  |  | 59.28
846 | TOTAL |  |  |  |  | 5987.01 X
846 |  | Add GST on "X" (multiplying
846 |  | factor 0.1405) 841.18
846 | TOTAL |  |  |  |  | 6828.19 Y
846 | Add 15% CPOH on "Y" |  |  |  |  | 1024.23
846 | TOTAL |  |  |  |  | 7852.42 | Z
846 | Add Cess @ 1% on "Z" |  |  |  |  | 78.52
846 | Cost of 10.00 sqm. |  |  |  |  | 7930.94
846 | Cost of 1 Sqm. |  |  |  |  | 793.09
846 | Say |  |  |  |  | 793.10
846 | 12.23.2 | White sand stone slab
846 | 12.23.2.1 | 40 to 50 mm thick Details of cost for 10 sqm. MATERIAL
846 | 1175 | White sand stone slab 45 mm and 50 mm thick (un-dressed) | sqm | 11.00 | 240.00 | 2640.00
846 |  | including wastage @ 10% = 11sqm
846 | 2216 | Carriage of Stone blocks white & red sand stone & kota stone slab | tonne | 1.27 | 92.24 | 117.14
846 |  | Cement mortar 1 : 4 (1 cement :
846 |  | 4 coarse sand)
846 | 3.9 | Rate as per Item Number 3.9 of SH: Mortars | cum | 0.0095 | 4010.35 | 38.10
846 |  | LABOUR
846 | 0155 | Mason (average) | day | 1.52 | 709.00 | 1077.68
846 | 0100 | Bandhani | day | 1.82 | 617.00 | 1122.94
846 | 0115 | Coolie | day | 1.52 | 558.00 | 848.16
846 | 0101 | Bhisti | day | 0.30 | 617.00 | 185.10
846 | 9999 | Sundries | L.S. | 16.12 | 2.00 | 32.24
846 |  | Cement mortar for grouting
846 |  | 1:3 (1 cement : 3 fine sand)
847 | 3.3 | Rate as per Item Number 3.3 of SH: Mortars | cum | 0.0075 | 4183.05 | 31.37
847 | TOTAL |  |  |  |  | 6092.74 W
847 | Add 1 % Water charges on "W" |  |  |  |  | 60.93
847 | TOTAL |  |  |  |  | 6153.66 X
847 |  | Add GST on "X" (multiplying
847 |  | factor 0.1405) 864.59
847 | TOTAL |  |  |  |  | 7018.25 Y
847 | Add 15% CPOH on "Y" |  |  |  |  | 1052.74
847 | TOTAL |  |  |  |  | 8070.99 | Z
847 | Add Cess @ 1% on "Z" |  |  |  |  | 80.71
847 | Cost of 10.00 sqm. |  |  |  |  | 8151.70
847 | Cost of 1 Sqm. |  |  |  |  | 815.17
847 | Say |  |  |  |  | 815.15
847 | 12.24 | Providing and fixing insulating board ceiling of approved quality with necessary nails etc. complete (frame work to be paid separately) :
847 | 12.24.1 | Natural colour insulating board
847 | 12.24.1.1 | 12 mm thick Details of cost for 10 sqm. MATERIAL
847 | 0332 | Natural colour insulating board: 12 mm thick | sqm | 11.00 | 210.00 | 2310.00
847 |  | including 10% wastage = 11.00 sqm
847 | 9977 | Carriage of material | L.S. | 17.55 | 2.00 | 35.10
847 | 9999 | Nails | L.S. | 26.91 | 2.00 | 53.82
847 |  | LABOUR
847 | 0111 | Carpenter 1st class | day | 2.50 | 738.00 | 1845.00
847 | 0114 | Beldar | day | 2.00 | 558.00 | 1116.00
847 | 9999 | Scaffolding | L.S. | 31.07 | 2.00 | 62.14
847 | 9999 | Sundries | L.S. | 31.07 | 2.00 | 62.14
847 | TOTAL |  |  |  |  | 5484.20 W
847 | Add 1 % Water charges on "W" |  |  |  |  | 54.84
847 | TOTAL |  |  |  |  | 5539.04 X
847 |  | Add GST on "X" (multiplying
847 |  | factor 0.1405) 778.24
847 | TOTAL |  |  |  |  | 6317.28 Y
847 | Add 15% CPOH on "Y" |  |  |  |  | 947.59
847 | TOTAL |  |  |  |  | 7264.87 | Z
847 | Add Cess @ 1% on "Z" |  |  |  |  | 72.65
847 | Cost of 10.00 sqm. |  |  |  |  | 7337.52
847 | Cost of 1.00 sqm. |  |  |  |  | 733.75
847 | Say |  |  |  |  | 733.75
848 | 12.24.2 | White face insulating board
848 | 12.24.2.1 | 12 mm thick Details of cost for 10 sqm. MATERIAL
848 | 0328 | White face insulating board:12 mm thick | sqm | 11.00 | 235.00 | 2585.00
848 |  | including 10% wastage = 11.00 sqm
848 | 9977 | Carriage of material | L.S. | 17.55 | 2.00 | 35.10
848 | 9999 | Nails | L.S. | 26.91 | 2.00 | 53.82
848 |  | LABOUR
848 | 0111 | Carpenter 1st class | day | 2.50 | 738.00 | 1845.00
848 | 0114 | Beldar | day | 2.00 | 558.00 | 1116.00
848 | 9999 | Scaffolding | L.S. | 31.07 | 2.00 | 62.14
848 | 9999 | Sundries | L.S. | 31.07 | 2.00 | 62.14
848 | TOTAL |  |  |  |  | 5759.20 W
848 | Add 1 % Water charges on "W" |  |  |  |  | 57.59
848 | TOTAL |  |  |  |  | 5816.79 X
848 |  | Add GST on "X" (multiplying
848 |  | factor 0.1405) 817.26
848 | TOTAL |  |  |  |  | 6634.05 Y
848 | Add 15% CPOH on "Y" |  |  |  |  | 995.11
848 | TOTAL |  |  |  |  | 7629.16 | Z
848 | Add Cess @ 1% on "Z" |  |  |  |  | 76.29
848 | Cost of 10.00 sqm. |  |  |  |  | 7705.45
848 | Cost of 1.00 sqm. |  |  |  |  | 770.55
848 | Say |  |  |  |  | 770.55
848 | 12.24.3 | Flame retardant face insulating board
848 | 12.24.3.1 | 12 mm thick Details of cost for 10 sqm. MATERIAL
848 | 0336 | Flame retardent face insulating board: 12 mm thick | sqm | 11.00 | 320.00 | 3520.00
848 |  | including 10% wastage = 11.00 sqm
848 | 9977 | Carriage of material | L.S. | 17.55 | 2.00 | 35.10
848 | 9999 | Nails | L.S. | 26.91 | 2.00 | 53.82
848 |  | LABOUR
848 | 0111 | Carpenter 1st class | day | 2.50 | 738.00 | 1845.00
848 | 0114 | Beldar | day | 2.00 | 558.00 | 1116.00
848 | 9999 | Scaffolding | L.S. | 31.07 | 2.00 | 62.14
848 | 9999 | Sundries | L.S. | 31.07 | 2.00 | 62.14
848 | TOTAL |  |  |  |  | 6694.20 W
848 | Add 1 % Water charges on "W" |  |  |  |  | 66.94
848 | TOTAL |  |  |  |  | 6761.14 X
848 |  | Add GST on "X" (multiplying
848 |  | factor 0.1405) 949.94
848 | TOTAL |  |  |  |  | 7711.08 Y
848 | Add 15% CPOH on "Y" |  |  |  |  | 1156.66
848 | TOTAL |  |  |  |  | 8867.74 | Z
848 | Add Cess @ 1% on "Z" |  |  |  |  | 88.68
848 | Cost of 10.00 sqm. |  |  |  |  | 8956.42
848 | Cost of 1.00 sqm. |  |  |  |  | 895.64
848 | Say |  |  |  |  | 895.65
849 | 12.25 | Providing and fixing flat pressed 3 layer medium density particle board or graded particle board (Grade I) IS: 3087 marked, in ceiling with necessary nails etc. complete (frame work to be paid separately):
849 | 12.25.1 | 12 mm thick Details of cost for 10 sqm. MATERIAL
849 | 0341 | Flat pressed 3 layer particle board (medium density) Grade I :12 mm thick | sqm | 11.00 | 288.00 | 3168.00
849 |  | including 10% wastage = 11.00 sqm
849 | 9977 | Carriage | L.S. | 14.95 | 2.00 | 29.90
849 | 9999 | Nails | L.S. | 26.91 | 2.00 | 53.82
849 |  | LABOUR
849 | 0111 | Carpenter 1st class | day | 2.50 | 738.00 | 1845.00
849 | 0114 | Beldar | day | 2.00 | 558.00 | 1116.00
849 | 9999 | Scaffolding | L.S. | 31.07 | 2.00 | 62.14
849 | 9999 | Sundries | L.S. | 31.07 | 2.00 | 62.14
849 | TOTAL |  |  |  |  | 6337.00 W
849 | Add 1 % Water charges on "W" |  |  |  |  | 63.37
849 | TOTAL |  |  |  |  | 6400.37 X
849 |  | Add GST on "X" (multiplying
849 |  | factor 0.1405) 899.25
849 | TOTAL |  |  |  |  | 7299.62 Y
849 | Add 15% CPOH on "Y" |  |  |  |  | 1094.94
849 | TOTAL |  |  |  |  | 8394.57 | Z
849 | Add Cess @ 1% on "Z" |  |  |  |  | 83.95
849 | Cost of 10.00 sqm. |  |  |  |  | 8478.51
849 | Cost of 1.00 sqm. |  |  |  |  | 847.85
849 | Say |  |  |  |  | 847.85
849 | 12.26 | Providing and fixing plain multipurpose cement board(Hight pressure steam cured) with suitable screws for cement particle board in ceiling etc. complete (frame work to be paid seperatately).
849 | 12.26.1 | 6 mm thick Cement fiber board as per IS: 14862 Details of cost for 10 sqm. MATERIAL
849 | 0236 | Multipurpose fibre reinforced by organic and / or inorganic synthetic fibres cement board 6 mm thick | sqm | 11.00 | 210.00 | 2310.00
849 |  | including 10% wastage = 11.00 sqm
849 | 9977 | Carriage | L.S. | 14.95 | 2.00 | 29.90
849 | 9999 | Nails | L.S. | 26.91 | 2.00 | 53.82
849 |  | LABOUR
849 | 0111 | Carpenter 1st class | day | 2.50 | 738.00 | 1845.00
849 | 0114 | Beldar | day | 2.00 | 558.00 | 1116.00
849 | 9999 | Scaffolding | L.S. | 31.07 | 2.00 | 62.14
850 | 9999 | Sundries | L.S. | 31.07 | 2.00 | 62.14
850 | TOTAL |  |  |  |  | 5479.00 W
850 | Add 1 % Water charges on "W" |  |  |  |  | 54.79
850 | TOTAL |  |  |  |  | 5533.79 X
850 |  | Add GST on "X" (multiplying
850 |  | factor 0.1405) 777.50
850 | TOTAL |  |  |  |  | 6311.29 Y
850 | Add 15% CPOH on "Y" |  |  |  |  | 946.69
850 | TOTAL |  |  |  |  | 7257.98 | Z
850 | Add Cess @ 1% on "Z" |  |  |  |  | 72.58
850 | Cost of 10.00 sqm. |  |  |  |  | 7330.56
850 | Cost of 1.00 sqm. |  |  |  |  | 733.06
850 | Say |  |  |  |  | 733.05
850 | 12.26.2 | 6 mm thick Cement bonded wood particle board as per IS:14276 Details of cost for 10 sqm. MATERIAL
850 | 0242 | 6 mm thick multi purpose cement bonded wood particle board | sqm | 11.00 | 195.00 | 2145.00
850 |  | 10.00 sqm + 1.00 sqm (Add wastage
850 |  | 10%) Total = 11.00 sqm
850 | 9977 | Carriage | L.S. | 14.95 | 2.00 | 29.90
850 | 9999 | Nails | L.S. | 26.91 | 2.00 | 53.82
850 |  | LABOUR
850 | 0111 | Carpenter 1st class | day | 2.50 | 738.00 | 1845.00
850 | 0114 | Beldar | day | 2.00 | 558.00 | 1116.00
850 | 9999 | Scaffolding | L.S. | 31.07 | 2.00 | 62.14
850 | 9999 | Sundries | L.S. | 31.07 | 2.00 | 62.14
850 | TOTAL |  |  |  |  | 5314.00 W
850 | Add 1 % Water charges on "W" |  |  |  |  | 53.14
850 | TOTAL |  |  |  |  | 5367.14 X
850 |  | Add GST on "X" (multiplying
850 |  | factor 0.1405) 754.08
850 | TOTAL |  |  |  |  | 6121.22 Y
850 | Add 15% CPOH on "Y" |  |  |  |  | 918.18
850 | TOTAL |  |  |  |  | 7039.41 | Z
850 | Add Cess @ 1% on "Z" |  |  |  |  | 70.39
850 | Cost of 10 sqm |  |  |  |  | 7109.80
850 | Cost of 1 sqm |  |  |  |  | 710.98
850 | Say |  |  |  |  | 711.00
850 | 12.27 | Extra for Circular cutting including wastages in ceiling with:
850 | 12.27.1 | 2nd class teak wood planks 20 mm thick Details of cost for 10 holes of 0.5m dia each (15.71m) MATERIAL 0.5 metre dia. each = 10x22/7x0.5= 15.71m
851 |  | Area = 10x(22/7)/4x0.5x0.5 =
851 |  | 1.96sqm. +
851 |  | Wastage @ 10% = 0.19 sqm.
851 |  | = 2.15 sqm x 20mm = 0.043 cum
851 | 1190 | Second class teak wood in planks | 10 cudm | 4.30 | 791.00 | 3401.30
851 | 2204 | Carriage of Timber | cum | 0.041 | 118.59 | 4.86
851 | 0637 | Bright finished or black enamelled mild steel screws 40 mm | 100 Nos | 0.31 | 60.00 | 18.60
851 |  | LABOUR
851 | 0111 | Carpenter 1st class | day | 2.65 | 738.00 | 1955.70
851 | 0112 | Carpenter 2nd class | day | 0.145 | 679.00 | 98.46
851 | 0114 | Beldar | day | 2.79 | 558.00 | 1556.82
851 | 9999 | Scaffolding | L.S. | 7.8 | 2.00 | 15.60
851 | 9999 | Sundries | L.S. | 14.69 | 2.00 | 29.38
851 | TOTAL |  |  |  |  | 7080.72 W
851 | Add 1 % Water charges on "W" |  |  |  |  | 70.81
851 | TOTAL |  |  |  |  | 7151.52 X
851 |  | Add GST on "X" (multiplying
851 |  | factor 0.1405) 1004.79
851 | TOTAL |  |  |  |  | 8156.31 Y
851 | Add 15% CPOH on "Y" |  |  |  |  | 1223.45
851 | TOTAL |  |  |  |  | 9379.76 | Z
851 | Add Cess @ 1% on "Z" |  |  |  |  | 93.80
851 | Cost of 15.71 metre |  |  |  |  | 9473.56
851 | Cost of 1.00 metre |  |  |  |  | 603.03
851 | Say |  |  |  |  | 603.05
851 | 12.27.2 | Natural colour insulating board
851 | 12.27.2.1 | 12 mm thick Details of cost for 10 holes of 0.5m dia each Details of cost for 15.71 metre MATERIAL 0.5 metre dia. each = 10x22/7x0.5= 15.71m Area = 10x(22/7)/4x0.5x0.5 = 1.96sqm. + Wastage @ 10% = 0.19 sqm. Total = 2.15 sqm.
851 | 0332 | Natural colour insulating board: 12 mm thick | sqm | 2.15 | 210.00 | 451.50
851 | 9977 | Carriage | L.S. | 3.38 | 2.00 | 6.76
851 | 9999 | Nails | L.S. | 5.33 | 2.00 | 10.66
851 |  | LABOUR
851 | 0111 | Carpenter 1st class | day | 0.49 | 738.00 | 361.62
851 | 0114 | Beldar | day | 0.39 | 558.00 | 217.62
851 | 9999 | Scaffolding | L.S. | 6.11 | 2.00 | 12.22
851 | 9999 | Sundries | L.S. | 6.11 | 2.00 | 12.22
851 | 0111 | Carpenter 1st class | day | 2.50 | 738.00 | 1845.00
851 | 0114 | Beldar | day | 2.50 | 558.00 | 1395.00
852 | 9999 | Scaffolding | L.S. | 10.79 | 2.00 | 21.58
852 | TOTAL |  |  |  |  | 4334.18 W
852 | Add 1 % Water charges on "W" |  |  |  |  | 43.34
852 | TOTAL |  |  |  |  | 4377.52 X
852 |  | Add GST on "X" (multiplying
852 |  | factor 0.1405) 615.04
852 | TOTAL |  |  |  |  | 4992.56 Y
852 | Add 15% CPOH on "Y" |  |  |  |  | 748.88
852 | TOTAL |  |  |  |  | 5741.45 | Z
852 | Add Cess @ 1% on "Z" |  |  |  |  | 57.41
852 | Cost of 15.71 metre |  |  |  |  | 5798.86
852 | Cost of 1.00 metre |  |  |  |  | 369.12
852 | Say |  |  |  |  | 369.10
852 | 12.27.3 | White face insulating board:
852 | 12.27.3.1 | 12 mm thick Details of cost for 15.71 metre MATERIAL 0.5 metre dia. each = 10x22/7x 0.5=15.71m Area = 10x(22/7)/4x0.5x0.5 = 1.96sqm. + Wastage @ 10% = 0.19 sqm. Total = 2.15 sqm.
852 | 0328 | White face insulating board:12 mm thick | sqm | 2.15 | 235.00 | 505.25
852 | 9977 | Carriage | L.S. | 3.38 | 2.00 | 6.76
852 | 9999 | Nails | L.S. | 5.33 | 2.00 | 10.66
852 |  | LABOUR
852 | 0111 | Carpenter 1st class | day | 0.49 | 738.00 | 361.62
852 | 0114 | Beldar | day | 0.39 | 558.00 | 217.62
852 | 9999 | Scaffolding | L.S. | 6.11 | 2.00 | 12.22
852 | 9999 | Sundries | L.S. | 6.11 | 2.00 | 12.22
852 | 0111 | Carpenter 1st class | day | 2.50 | 738.00 | 1845.00
852 | 0114 | Beldar | day | 2.50 | 558.00 | 1395.00
852 | 9999 | Scaffolding | L.S. | 10.79 | 2.00 | 21.58
852 | TOTAL |  |  |  |  | 4387.93 W
852 | Add 1 % Water charges on "W" |  |  |  |  | 43.88
852 | TOTAL |  |  |  |  | 4431.81 X
852 |  | Add GST on "X" (multiplying
852 |  | factor 0.1405) 622.67
852 | TOTAL |  |  |  |  | 5054.48 Y
852 | Add 15% CPOH on "Y" |  |  |  |  | 758.17
852 | TOTAL |  |  |  |  | 5812.65 | Z
852 | Add Cess @ 1% on "Z" |  |  |  |  | 58.13
852 | Cost of 15.71 metre |  |  |  |  | 5870.78
852 | Cost of 1.00 metre |  |  |  |  | 373.70
852 | Say |  |  |  |  | 373.70
853 | 12.27.4 | Flame retardant face insulating board:
853 | 12.27.4.1 | 12 mm thick Details of cost for 15.71 metre MATERIAL 0.5 metre dia. each = 10x22/7x 0.5=15.71m Area = 10x(22/7)/4x0.5x0.5 = 1.96sqm. + Wastage @ 10% = 0.19 sqm. Total = 2.15 sqm.
853 | 0336 | Flame retardent face insulating board: 12 mm thick | sqm | 2.15 | 320.00 | 688.00
853 | 9977 | Carriage | L.S. | 3.38 | 2.00 | 6.76
853 | 9999 | Nails | L.S. | 5.33 | 2.00 | 10.66
853 |  | LABOUR
853 | 0111 | Carpenter 1st class | day | 0.49 | 738.00 | 361.62
853 | 0114 | Beldar | day | 0.39 | 558.00 | 217.62
853 | 9999 | Scaffolding | L.S. | 6.11 | 2.00 | 12.22
853 | 9999 | Sundries | L.S. | 6.11 | 2.00 | 12.22
853 | 0111 | Carpenter 1st class | day | 2.50 | 738.00 | 1845.00
853 | 0114 | Beldar | day | 2.50 | 558.00 | 1395.00
853 | 9999 | Scaffolding | L.S. | 10.79 | 2.00 | 21.58
853 | TOTAL |  |  |  |  | 4570.68 W
853 | Add 1 % Water charges on "W" |  |  |  |  | 45.71
853 | TOTAL |  |  |  |  | 4616.39 X
853 |  | Add GST on "X" (multiplying
853 |  | factor 0.1405) 648.60
853 | TOTAL |  |  |  |  | 5264.99 Y
853 | Add 15% CPOH on "Y" |  |  |  |  | 789.75
853 | TOTAL |  |  |  |  | 6054.74 | Z
853 | Add Cess @ 1% on "Z" |  |  |  |  | 60.55
853 | Cost of 15.71 metre |  |  |  |  | 6115.28
853 | Cost of 1.00 metre |  |  |  |  | 389.26
853 | Say |  |  |  |  | 389.25
853 | 12.27.5 | Standard quality hard board sheet:
853 | 12.27.5.1 | 3 mm thick Details of cost for 15.71 metre MATERIAL 0.5 metre dia. each = 10x22/7x 0.5=15.71m Area = 10x(22/7)/4x0.5x0.5 = 1.96sqm. + Wastage @ 10% = 0.19 sqm. Total = 2.15 sqm.
853 | 0994 | Standard quality hard board sheet 3 mm thick | sqm | 2.15 | 135.00 | 290.25
853 | 9977 | Carriage | L.S. | 2.73 | 2.00 | 5.46
853 | 9999 | Nails | L.S. | 5.33 | 2.00 | 10.66
853 |  | LABOUR
853 | 0111 | Carpenter 1st class | day | 0.49 | 738.00 | 361.62
854 | 0114 | Beldar | day | 0.39 | 558.00 | 217.62
854 | 9999 | Scaffolding | L.S. | 6.11 | 2.00 | 12.22
854 | 9999 | Sundries | L.S. | 6.11 | 2.00 | 12.22
854 | 0111 | Carpenter 1st class | day | 2.50 | 738.00 | 1845.00
854 | 0114 | Beldar | day | 2.50 | 558.00 | 1395.00
854 | 9999 | Scaffolding | L.S. | 10.79 | 2.00 | 21.58
854 | TOTAL |  |  |  |  | 4171.63 W
854 | Add 1 % Water charges on "W" |  |  |  |  | 41.72
854 | TOTAL |  |  |  |  | 4213.35 X
854 |  | Add GST on "X" (multiplying
854 |  | factor 0.1405) 591.98
854 | TOTAL |  |  |  |  | 4805.32 Y
854 | Add 15% CPOH on "Y" |  |  |  |  | 720.80
854 | TOTAL |  |  |  |  | 5526.12 | Z
854 | Add Cess @ 1% on "Z" |  |  |  |  | 55.26
854 | Cost of 15.71 metre |  |  |  |  | 5581.38
854 | Cost of 1.00 metre |  |  |  |  | 355.28
854 | Say |  |  |  |  | 355.30
854 | 12.27.5.2 | 4.5 mm thick Details of cost for 15.71 metre MATERIAL 0.5 metre dia. each = 10x22/7x 0.5=15.71m Area = 10x(22/7)/4x0.5x0.5 = 1.96sqm. + Wastage @ 10% = 0.19 sqm. Total = 2.15 sqm.
854 | 0996 | Standard quality hard board sheet 4.5 mm thick | sqm | 2.15 | 210.00 | 451.50
854 | 9977 | Carriage | L.S. | 2.86 | 2.00 | 5.72
854 | 9999 | Nails | L.S. | 5.33 | 2.00 | 10.66
854 |  | LABOUR
854 | 0111 | Carpenter 1st class | day | 0.49 | 738.00 | 361.62
854 | 0114 | Beldar | day | 0.39 | 558.00 | 217.62
854 | 9999 | Scaffolding | L.S. | 6.11 | 2.00 | 12.22
854 | 9999 | Sundries | L.S. | 6.11 | 2.00 | 12.22
854 | 0111 | Carpenter 1st class | day | 2.50 | 738.00 | 1845.00
854 | 0114 | Beldar | day | 2.50 | 558.00 | 1395.00
854 | 9999 | Scaffolding | L.S. | 10.79 | 2.00 | 21.58
854 | TOTAL |  |  |  |  | 4333.14 W
854 | Add 1 % Water charges on "W" |  |  |  |  | 43.33
854 | TOTAL |  |  |  |  | 4376.47 X
854 |  | Add GST on "X" (multiplying
854 |  | factor 0.1405) 614.89
854 | TOTAL |  |  |  |  | 4991.37 Y
854 | Add 15% CPOH on "Y" |  |  |  |  | 748.70
854 | TOTAL |  |  |  |  | 5740.07 | Z
854 | Add Cess @ 1% on "Z" |  |  |  |  | 57.40
854 | Cost of 15.71 metre |  |  |  |  | 5797.47
854 | Cost of 1.00 metre |  |  |  |  | 369.03
854 | Say |  |  |  |  | 369.05
855 | 12.28 | Extra for providing and fixing ceiling to curved surfaces in narrow widths Details of cost for 10 sqm. LABOUR
855 | 0111 | Carpenter 1st class | day | 1.00 | 738.00 | 738.00
855 | 0112 | Carpenter 2nd class | day | 1.00 | 679.00 | 679.00
855 | 0114 | Beldar | day | 2.00 | 558.00 | 1116.00
855 | TOTAL |  |  |  |  | 2533.00 W
855 | Add 1 % Water charges on "W" |  |  |  |  | 25.33
855 | TOTAL |  |  |  |  | 2558.33 X
855 |  | Add GST on "X" (multiplying
855 |  | factor 0.1405) 359.45
855 | TOTAL |  |  |  |  | 2917.78 Y
855 | Add 15% CPOH on "Y" |  |  |  |  | 437.67
855 | TOTAL |  |  |  |  | 3355.44 | Z
855 | Add Cess @ 1% on "Z" |  |  |  |  | 33.55
855 | Cost of 10.00 sqm. |  |  |  |  | 3389.00
855 | Cost of 1.00 sqm. |  |  |  |  | 338.90
855 | Say |  |  |  |  | 338.90
855 | 12.31 | Providing 10 mm thick plaster of Paris (gypsum anhydrous) ceiling up to a height of 5 m above floor level, over first class kail wood strips 25x6 mm with 10 mm gap in between and reinforced with rabbit wire mesh fixed to wooden frame (frame work to be paid separately):
855 | 12.31.1 | Flat surfaces Details of cost for 4.00x2.5=10sqm. MATERIAL Wooden strips of 1st class kail wood 72x40x0.25x0.06 = 43.20 cudm. + Add 10% wastage = 4.32 cudm. Total = 47.52 cudm
855 | 1196 | First class kail wood in planks | 10 cudm | 4.752 | 300.00 | 1425.60
855 | 2204 | Carriage of Timber | cum | 0.0475 | 118.59 | 5.63
855 | 1219 | Wire nails | kilogram | 0.75 | 58.00 | 43.50
855 |  | required for fixing the laths to frame
855 |  | work including breakage and wastage
855 |  | of nails
855 |  | Rabbit wire mesh required for
855 |  | reinforcement =2.5x4 = 10.00sqm.+
855 |  | Add 2% wastage = 0.20 sqm.
855 |  | Total = 10.2 sqm.
855 | 1220 | Wire mesh (rabbit) | sqm | 10.20 | 42.00 | 428.40
855 |  | Plaster of paris - 2.5x4.0x10x
855 |  | 1121/1000 = 112.10 kg.
855 |  | Add for plaster of paris joining into the
855 |  | side of the laths- 2.5x4.0x4.0032x
855 |  | 1121/1000 = 44.87 kg.
855 |  | Total = 156.97+
855 |  | Add 40% wastage = 62.79
855 |  | Total = 219.76 kg
856 | 0869 | Plaster of Paris | kilogram | 219.76 | 5.00 | 1098.80
856 | 2308 | Carriage of Plaster of paris | tonne | 0.22 | 92.24 | 20.29
856 | 9977 | Carriage of wiremesh and nails etc. | L.S. | 2.73 | 2.00 | 5.46
856 |  | LABOUR
856 | 0111 | Carpenter 1st class | day | 1.60 | 738.00 | 1180.80
856 | 0114 | Beldar | day | 1.60 | 558.00 | 892.80
856 |  | For doing plaster of paris over
856 |  | wooden strips
856 | 0122 | Mason (for plaster of paris work) 1st class | day | 3.23 | 738.00 | 2383.74
856 | 0114 | Beldar | day | 3.23 | 558.00 | 1802.34
856 | 0101 | Bhisti | day | 0.54 | 617.00 | 333.18
856 | 9999 | Scaffolding | L.S. | 83.98 | 2.00 | 167.96
856 | 9999 | Sundries | L.S. | 53.82 | 2.00 | 107.64
856 | TOTAL |  |  |  |  | 9896.15 W
856 | Add 1 % Water charges on "W" |  |  |  |  | 98.96
856 | TOTAL |  |  |  |  | 9995.11 X
856 |  | Add GST on "X" (multiplying
856 |  | factor 0.1405) 1404.31
856 | TOTAL |  |  |  |  | 11399.42 Y
856 | Add 15% CPOH on "Y" |  |  |  |  | 1709.91
856 | TOTAL |  |  |  |  | 13109.33 | Z
856 | Add Cess @ 1% on "Z" |  |  |  |  | 131.09
856 | Cost of 10.00 sqm. |  |  |  |  | 13240.43
856 | Cost of 1.00 sqm. |  |  |  |  | 1324.04
856 | Say |  |  |  |  | 1324.05
856 | 12.31.2 | Curved surfaces Details of cost for 4.00x2.5=10sqm. MATERIAL Wooden strips of 1st class kail wood 72x40x0.25x0.06 = 43.20 cudm. + Add 10% wastage = 4.32 cudm. Total = 47.52 cudm
856 | 1196 | First class kail wood in planks | 10 cudm | 4.752 | 300.00 | 1425.60
856 | 2204 | Carriage of Timber | cum | 0.0475 | 118.59 | 5.63
856 | 1219 | Wire nails | kilogram | 0.75 | 58.00 | 43.50
856 |  | required for fixing the laths to frame
856 |  | work including breakage and wastage
856 |  | of nails
856 |  | Rabbit wire mesh required for
856 |  | reinforcement =2.5x4 = 10.00sqm.+
856 |  | Add 2% wastage = 0.20 sqm.
856 |  | Total = 10.2 sqm.
856 | 1220 | Wire mesh (rabbit) | sqm | 10.20 | 42.00 | 428.40
856 |  | Plaster of paris -
856 |  | 2.5x4.0x10x1121/1000 = 112.10 kg.
856 |  | Add for plaster of paris joining into the
856 |  | side of the laths-
856 |  | 2.5x4.0x4.0032x1121/1000 = 44.87 kg.
856 |  | Total = 156.97+
857 |  | Add 40% wastage = 62.79
857 |  | Total = 219.76 kg
857 | 0869 | Plaster of Paris | kilogram | 219.76 | 5.00 | 1098.80
857 | 2308 | Carriage of Plaster of paris | tonne | 0.22 | 92.24 | 20.29
857 | 9977 | Carriage of wiremesh and nails etc. | L.S. | 2.73 | 2.00 | 5.46
857 |  | LABOUR
857 | 0111 | Carpenter 1st class | day | 1.60 | 738.00 | 1180.80
857 | 0114 | Beldar | day | 1.60 | 558.00 | 892.80
857 | 0122 | Mason (for plaster of paris work) 1st class | day | 3.23 | 738.00 | 2383.74
857 | 0114 | Beldar | day | 3.23 | 558.00 | 1802.34
857 | 0101 | Bhisti | day | 0.54 | 617.00 | 333.18
857 | 9999 | Scaffolding | L.S. | 83.98 | 2.00 | 167.96
857 | 9999 | Sundries | L.S. | 53.82 | 2.00 | 107.64
857 | 0111 | Carpenter 1st class | day | 0.50 | 738.00 | 369.00
857 | 0122 | Mason (for plaster of paris work) 1st class | day | 1.00 | 738.00 | 738.00
857 | 0114 | Beldar | day | 1.50 | 558.00 | 837.00
857 | TOTAL |  |  |  |  | 11840.15 W
857 | Add 1 % Water charges on "W" |  |  |  |  | 118.40
857 | TOTAL |  |  |  |  | 11958.55 X
857 |  | Add GST on "X" (multiplying
857 |  | factor 0.1405) 1680.18
857 | TOTAL |  |  |  |  | 13638.72 Y
857 | Add 15% CPOH on "Y" |  |  |  |  | 2045.81
857 | TOTAL |  |  |  |  | 15684.53 | Z
857 | Add Cess @ 1% on "Z" |  |  |  |  | 156.85
857 | Cost of 10.00 sqm. |  |  |  |  | 15841.38
857 | Cost of 1.00 sqm. |  |  |  |  | 1584.14
857 | Say |  |  |  |  | 1584.15
857 | 12.32 | Extra for sunk or raised mouldings in the plaster of Paris (Gypsum anhydrous) ceiling. Details of cost for 10 sqm.
857 | 0869 | Plaster of Paris | kilogram | 109.88 | 5.00 | 549.40
857 | 2308 | Carriage of Plaster of paris | tonne | 0.11 | 92.24 | 10.15
857 |  | LABOUR
857 | 0122 | Mason (for plaster of paris work) 1st class | day | 2.00 | 738.00 | 1476.00
857 | 0114 | Beldar | day | 2.00 | 558.00 | 1116.00
857 | 0101 | Bhisti | day | 0.25 | 617.00 | 154.25
857 | 9999 | Scaffolding and Sundries | L.S. | 13.52 | 2.00 | 27.04
857 | TOTAL |  |  |  |  | 3332.84 W
857 | Add 1 % Water charges on "W" |  |  |  |  | 33.33
857 | TOTAL |  |  |  |  | 3366.16 X
857 |  | Add GST on "X" (multiplying
857 |  | factor 0.1405) 472.95
857 | TOTAL |  |  |  |  | 3839.11 Y
857 | Add 15% CPOH on "Y" |  |  |  |  | 575.87
857 | TOTAL |  |  |  |  | 4414.98 | Z
857 | Add Cess @ 1% on "Z" |  |  |  |  | 44.15
857 | Cost of 10.00 sqm. |  |  |  |  | 4459.13
857 | Cost of 1.00 sqm. |  |  |  |  | 445.91
857 | Say |  |  |  |  | 445.90
858 | 12.33 | Extra for providing plaster of Paris (Gypsum anhydrous) ceiling above 5 metres height from floor level. Details of cost for 10sqm/metre height
858 | 9999 | Scaffolding | L.S. | 13.52 | 2.00 | 27.04
858 |  | LABOUR
858 | 0122 | Mason (for plaster of paris work) 1st class | day | 1.00 | 738.00 | 738.00
858 | 0114 | Beldar | day | 1.00 | 558.00 | 558.00
858 | 0101 | Bhisti | day | 0.25 | 617.00 | 154.25
858 | TOTAL |  |  |  |  | 1477.29 W
858 | Add 1 % Water charges on "W" |  |  |  |  | 14.77
858 | TOTAL |  |  |  |  | 1492.06 X
858 |  | Add GST on "X" (multiplying
858 |  | factor 0.1405) 209.63
858 | TOTAL |  |  |  |  | 1701.70 Y
858 | Add 15% CPOH on "Y" |  |  |  |  | 255.25
858 | TOTAL |  |  |  |  | 1956.95 | Z
858 | Add Cess @ 1% on "Z" |  |  |  |  | 19.57
858 | Cost of 10.00sqm / metre height |  |  |  |  | 1976.52
858 | Cost of 1.00 sqm. / metre height |  |  |  |  | 197.65
858 | Say |  |  |  |  | 197.65
858 | 12.34 | Providing fixing thermal insulation of ceiling (under deck insulation) with Resin Bonded Fibre glass wool conforming to IS : 8183, density 24kg / m3, 50mm thick, wrapped in 200 G Virgin Polythene bags, fixed to ceiling with metallic cleats (50x50x3 mm) @ 60 cm and wire mesh of 12.5 mm x 24 gauge wire mesh, for top most ceiling of building. Details of cost for 10.00sqm. Area for 10.00sqm. (Finished surface) = 10.00sqm.+ Add 10% for overlappings & wastage = 1.00sqm. Total = 11.00sqm.
858 | 7232 | Resin Bonded Glass wool 24 kg/m³ 50 mm thick | sqm | 11.00 | 143.00 | 1573.00
858 | 9999 | Sundries including GI wire 20 SWG and Virgin polythene bags 200 gram | L.S. | 104.00 | 2.00 | 208.00
858 | 9999 | GI chiken mesh 12.5mm x 24 SWG | L.S. | 351.00 | 2.00 | 702.00
858 |  | LABOUR
858 | 0111 | Carpenter 1st class | day | 1.00 | 738.00 | 738.00
858 | 0114 | Beldar | day | 2.00 | 558.00 | 1116.00
858 | TOTAL |  |  |  |  | 4337.00 W
858 | Add 1 % Water charges on "W" |  |  |  |  | 43.37
858 | TOTAL |  |  |  |  | 4380.37 X
858 |  | Add GST on "X" (multiplying
858 |  | factor 0.1405) 615.44
858 | TOTAL |  |  |  |  | 4995.81 Y
858 | Add 15% CPOH on "Y" |  |  |  |  | 749.37
858 | TOTAL |  |  |  |  | 5745.18 | Z
858 | Add Cess @ 1% on "Z" |  |  |  |  | 57.45
858 | Cost of 10.00 sqm. |  |  |  |  | 5802.64
858 | Cost of 1.00 sqm. |  |  |  |  | 580.26
858 | Say |  |  |  |  | 580.25
859 | 12.35 | Providing and fixing thermal insulation with Resin Bonded Fibre glass wool conforming to IS: 8183. Density 16 kg/m³, 50 mm thick, wrapped in 200G Virgin Polythene bags placed over existing false ceiling and held in position by criss-crossing GI wire. Details of cost for 10.00sqm. Area for 10.00sqm. (Finished surface) = 10.00sqm.+ Add 10% for overlappings & wastage = 1.00sqm. Total = 11.00sqm.
859 | 7231 | Resin Bonded Glass wool 16 kg/m³ 50 mm thick | sqm | 11.00 | 100.00 | 1100.00
859 | 9999 | Sundries including GI wire 20 SWG and Virgin polythene bags 200 gram | L.S. | 52.00 | 2.00 | 104.00
859 |  | LABOUR
859 | 0111 | Carpenter 1st class | day | 0.50 | 738.00 | 369.00
859 | 0114 | Beldar | day | 0.50 | 558.00 | 279.00
859 | TOTAL |  |  |  |  | 1852.00 W
859 | Add 1 % Water charges on "W" |  |  |  |  | 18.52
859 | TOTAL |  |  |  |  | 1870.52 X
859 |  | Add GST on "X" (multiplying
859 |  | factor 0.1405) 262.81
859 | TOTAL |  |  |  |  | 2133.33 Y
859 | Add 15% CPOH on "Y" |  |  |  |  | 320.00
859 | TOTAL |  |  |  |  | 2453.33 | Z
859 | Add Cess @ 1% on "Z" |  |  |  |  | 24.53
859 | Cost of 10.00 sqm. |  |  |  |  | 2477.86
859 | Cost of 1.00 sqm. |  |  |  |  | 247.79
859 | Say |  |  |  |  | 247.80
859 | 12.36 | Thermal Insulation of roofing with Expanded polystyrene fixed with suitable adhesive to the false ceiling as per the directions of the Engineer-in-charge:
859 | 12.36.1 | With Type N - Normal 50 mm thick Details of cost for 10.00sqm. Cost of materials : Expanded Polystyrens 1x10= 10.00sqm. + Add wastage 10% = 1.00sqm. Total = 11.00sqm.
859 | 7090 | Expanded polystyrene type N- Normal | sqm | 11.00 | 125.00 | 1375.00
859 | 0314 | Bitumen hot sealing compound : grade A | kilogram | 0.25 | 28.00 | 7.00
859 | 9999 | Sundries | L.S. | 13.00 | 2.00 | 26.00
859 |  | LABOUR
859 | 0111 | Carpenter 1st class | day | 0.50 | 738.00 | 369.00
860 | 0114 | Beldar | day | 0.50 | 558.00 | 279.00
860 | TOTAL |  |  |  |  | 2056.00 W
860 | Add 1 % Water charges on "W" |  |  |  |  | 20.56
860 | TOTAL |  |  |  |  | 2076.56 X
860 |  | Add GST on "X" (multiplying
860 |  | factor 0.1405) 291.76
860 | TOTAL |  |  |  |  | 2368.32 Y
860 | Add 15% CPOH on "Y" |  |  |  |  | 355.25
860 | TOTAL |  |  |  |  | 2723.56 | Z
860 | Add Cess @ 1% on "Z" |  |  |  |  | 27.24
860 | Cost of 10.00 sqm. |  |  |  |  | 2750.80
860 | Cost of 1.00 sqm. |  |  |  |  | 275.08
860 | Say |  |  |  |  | 275.10
860 | 12.36.2 | With Type SE - Self Extinguishing type 50 mm thick Details of cost for 10.00sqm. Cost of materials : Expanded Polystyrens 1x10= 10.00sqm. + Add wastage 10% = 1.00sqm. Total = 11.00sqm.
860 | 7091 | Expanded polystyrene type - SE | sqm | 11.00 | 150.00 | 1650.00
860 | 0314 | Bitumen hot sealing compound : grade A | kilogram | 0.25 | 28.00 | 7.00
860 | 9999 | Sundries | L.S. | 13.00 | 2.00 | 26.00
860 |  | LABOUR
860 | 0111 | Carpenter 1st class | day | 0.50 | 738.00 | 369.00
860 | 0114 | Beldar | day | 0.50 | 558.00 | 279.00
860 | TOTAL |  |  |  |  | 2331.00 W
860 | Add 1 % Water charges on "W" |  |  |  |  | 23.31
860 | TOTAL |  |  |  |  | 2354.31 X
860 |  | Add GST on "X" (multiplying
860 |  | factor 0.1405) 330.78
860 | TOTAL |  |  |  |  | 2685.09 Y
860 | Add 15% CPOH on "Y" |  |  |  |  | 402.76
860 | TOTAL |  |  |  |  | 3087.85 | Z
860 | Add Cess @ 1% on "Z" |  |  |  |  | 30.88
860 | Cost of 10.00 sqm. |  |  |  |  | 3118.73
860 | Cost of 1 sqm. |  |  |  |  | 311.87
860 | Say |  |  |  |  | 311.85
861 | 12.37 | Providing and fixing 100 mm diameter and 60 cm long rain water spout in cement mortar 1:4 (1 cement : 4 fine sand).
861 | 12.37.1 | Stone ware spout Details of cost for 10 stone ware spout of 60cm long MATERIAL
861 | 3004 | Stone ware spouts 100 mm dia 60 cm long | each | 10.00 | 40.00 | 400.00
861 | 9977 | CARRIAGE | L.S. | 13.52 | 2.00 | 27.04
861 | 9999 | Mortar | L.S. | 13.52 | 2.00 | 27.04
861 |  | Labour for fixing and placing in position
861 | 0124 | Mason (brick layer) 2nd class | day | 0.40 | 679.00 | 271.60
861 | 0114 | Beldar | day | 0.40 | 558.00 | 223.20
861 | 9999 | Sundries | L.S. | 5.33 | 2.00 | 10.66
861 | TOTAL |  |  |  |  | 959.54 W
861 | Add 1 % Water charges on "W" |  |  |  |  | 9.60
861 | TOTAL |  |  |  |  | 969.14 X
861 |  | Add GST on "X" (multiplying
861 |  | factor 0.1405) 136.16
861 | TOTAL |  |  |  |  | 1105.30 Y
861 | Add 15% CPOH on "Y" |  |  |  |  | 165.79
861 | TOTAL |  |  |  |  | 1271.09 | Z
861 | Add Cess @ 1% on "Z" |  |  |  |  | 12.71
861 | Cost of 10.00 spouts |  |  |  |  | 1283.80
861 | Cost of 1.00 spout |  |  |  |  | 128.38
861 | Say |  |  |  |  | 128.40
861 | 12.38 | Providing and fixing M.S. holder bat clamps of approved design to C.I. or S.C.I. rain water pipes embedded in and including cement concrete blocks 10x10x10 cm of 1:2:4 mix (1 cement : 2 coarse sand : 4 graded stone aggregate 20 mm nominal size) and cost of cutting holes and making good the walls etc. :
861 | 12.38.1 | 100 mm diameter Details of cost of 5 nos. MATERIAL
861 | 1331 | M.S.Holder bat clamp of approved design for 100 mm S.C.I. pipe | each | 5.00 | 30.00 | 150.00
861 |  | C.C. block 5x0.1x0.1x0.1 = 0.005 cum
861 | 9977 | Carriage of bat clamps | L.S. | 2.47 | 2.00 | 4.94
861 | 9999 | Sundries | L.S. | 7.15 | 2.00 | 14.30
861 |  | LABOUR
861 | 0116 | Fitter (grade 1) | day | 0.125 | 738.00 | 92.25
861 | 0124 | Mason (brick layer) 2nd class | day | 0.75 | 679.00 | 509.25
861 | 0114 | Beldar | day | 0.50 | 558.00 | 279.00
861 | 0295 | Stone Aggregate (Single size) : 20 mm nominal size | cum | 0.0033 | 1350.00 | 4.46
861 | 0297 | Stone Aggregate (Single size) : 10 mm nominal size | cum | 0.0011 | 1350.00 | 1.49
861 | 2202 | Carriage of Stone aggregate below 40 mm nominal size | cum | 0.0044 | 103.77 | 0.46
862 | 0982 | Coarse sand (zone III) | cum | 0.0022 | 1350.00 | 2.97
862 | 2203 | Carriage of Coarse sand | cum | 0.0022 | 103.77 | 0.23
862 | 0367 | Portland Cement (OPC-43 grade) | tonne | 0.0016 | 4940.00 | 7.90
862 | 2209 | Carriage of Cement | tonne | 0.0016 | 92.24 | 0.15
862 | 0114 | Beldar | day | 0.0045 | 558.00 | 2.51
862 | 0115 | Coolie | day | 0.0032 | 558.00 | 1.79
862 | 0101 | Bhisti | day | 0.0014 | 617.00 | 0.86
862 | 0123 | Mason (brick layer) 1st class | day | 0.0003 | 738.00 | 0.22
862 | 0124 | Mason (brick layer) 2nd class | day | 0.0003 | 679.00 | 0.20
862 | 0128 | Mate | day | 0.0002 | 617.00 | 0.12
862 | 9999 | Hire charges of machine etc. | L.S. | 0.26 | 2.00 | 0.52
862 | 9999 | Sundries | L.S. | 0.13 | 2.00 | 0.26
862 | 9999 | Sundries | L.S. | 0.13 | 2.00 | 0.26
862 | TOTAL |  |  |  |  | 1074.14 W
862 | Add 1 % Water charges on "W" |  |  |  |  | 10.74
862 | TOTAL |  |  |  |  | 1084.88 X
862 |  | Add GST on "X" (multiplying
862 |  | factor 0.1405) 152.43
862 | TOTAL |  |  |  |  | 1237.30 Y
862 | Add 15% CPOH on "Y" |  |  |  |  | 185.60
862 | TOTAL |  |  |  |  | 1422.90 | Z
862 | Add Cess @ 1% on "Z" |  |  |  |  | 14.23
862 | Cost of 5.00 bat clamps |  |  |  |  | 1437.13
862 | Cost of 1.00 bat clamp |  |  |  |  | 287.43
862 | Say |  |  |  |  | 287.45
862 | 12.38.2 | 150 mm diameter Details of cost of 5 nos. MATERIAL
862 | 0886 | Standard holdar bat clamps for sand cast iron or cast iron pipes 150 mm dia | each | 5.00 | 45.00 | 225.00
862 |  | C.C. block 5x0.1x0.1x0.1 = 0.005 cum
862 | 9977 | Carriage of bat clamps | L.S. | 2.47 | 2.00 | 4.94
862 | 9999 | Sundries | L.S. | 7.15 | 2.00 | 14.30
862 |  | LABOUR
862 | 0116 | Fitter (grade 1) | day | 0.125 | 738.00 | 92.25
862 | 0124 | Mason (brick layer) 2nd class | day | 0.75 | 679.00 | 509.25
862 | 0114 | Beldar | day | 0.50 | 558.00 | 279.00
862 | 0295 | Stone Aggregate (Single size) : 20 mm nominal size | cum | 0.0033 | 1350.00 | 4.46
862 | 0297 | Stone Aggregate (Single size) : 10 mm nominal size | cum | 0.0011 | 1350.00 | 1.49
862 | 2202 | Carriage of Stone aggregate below 40 mm nominal size | cum | 0.0044 | 103.77 | 0.46
862 | 0982 | Coarse sand (zone III) | cum | 0.0022 | 1350.00 | 2.97
862 | 2203 | Carriage of Coarse sand | cum | 0.0022 | 103.77 | 0.23
862 | 0367 | Portland Cement (OPC-43 grade) | tonne | 0.0016 | 4940.00 | 7.90
862 | 2209 | Carriage of Cement | tonne | 0.0016 | 92.24 | 0.15
862 | 0114 | Beldar | day | 0.0045 | 558.00 | 2.51
862 | 0115 | Coolie | day | 0.0032 | 558.00 | 1.79
862 | 0101 | Bhisti | day | 0.0014 | 617.00 | 0.86
863 | 0123 | Mason (brick layer) 1st class | day | 0.0003 | 738.00 | 0.22
863 | 0124 | Mason (brick layer) 2nd class | day | 0.0003 | 679.00 | 0.20
863 | 0128 | Mate | day | 0.0002 | 617.00 | 0.12
863 | 9999 | Hire charges of machine etc. | L.S. | 0.26 | 2.00 | 0.52
863 | 9999 | Sundries | L.S. | 0.13 | 2.00 | 0.26
863 | 9999 | Sundries | L.S. | 0.13 | 2.00 | 0.26
863 | TOTAL |  |  |  |  | 1149.14 W
863 | Add 1 % Water charges on "W" |  |  |  |  | 11.49
863 | TOTAL |  |  |  |  | 1160.63 X
863 |  | Add GST on "X" (multiplying
863 |  | factor 0.1405) 163.07
863 | TOTAL |  |  |  |  | 1323.69 Y
863 | Add 15% CPOH on "Y" |  |  |  |  | 198.55
863 | TOTAL |  |  |  |  | 1522.25 | Z
863 | Add Cess @ 1% on "Z" |  |  |  |  | 15.22
863 | Cost of 5.00 bat clamps |  |  |  |  | 1537.47
863 | Cost of 1.00 bat clamp |  |  |  |  | 307.49
863 | Say |  |  |  |  | 307.50
863 | 12.39 | Providing lead caulked joints to sand cast iron rain water pipes and fittings:
863 | 12.39.1 | 100 mm dia Pipe Details of cost for one joint. MATERIAL
863 | 0865 | Pig lead | kilogram | 0.98 | 130.00 | 127.40
863 | 1001 | Spun yarn | kilogram | 0.11 | 50.00 | 5.50
863 | 9999 | Kerosene oil fuel and sundries | L.S. | 13.52 | 2.00 | 27.04
863 | 9977 | Carriage of materials | L.S. | 1.43 | 2.00 | 2.86
863 |  | LABOUR
863 | 0116 | Fitter (grade 1) | day | 0.06 | 738.00 | 44.28
863 | 0117 | Assistant Fitter or 2nd class Fitter | day | 0.06 | 679.00 | 40.74
863 | 0114 | Beldar | day | 0.12 | 558.00 | 66.96
863 | TOTAL |  |  |  |  | 314.78 W
863 | Add 1 % Water charges on "W" |  |  |  |  | 3.15
863 | TOTAL |  |  |  |  | 317.93 X
863 |  | Add GST on "X" (multiplying
863 |  | factor 0.1405) 44.67
863 | TOTAL |  |  |  |  | 362.60 Y
863 | Add 15% CPOH on "Y" |  |  |  |  | 54.39
863 | TOTAL |  |  |  |  | 416.99 | Z
863 | Add Cess @ 1% on "Z" |  |  |  |  | 4.17
863 | Cost of 1.00 joint |  |  |  |  | 421.16
863 | Say |  |  |  |  | 421.15
864 | 12.39.2 | 150 mm dia Pipe Details of cost for one joint. MATERIAL
864 | 0865 | Pig lead | kilogram | 1.48 | 130.00 | 192.40
864 | 1001 | Spun yarn | kilogram | 0.17 | 50.00 | 8.50
864 | 9999 | Kerosene oil fuel and sundries | L.S. | 13.52 | 2.00 | 27.04
864 | 9977 | Carriage of materials | L.S. | 2.73 | 2.00 | 5.46
864 |  | LABOUR
864 | 0116 | Fitter (grade 1) | day | 0.08 | 738.00 | 59.04
864 | 0117 | Assistant Fitter or 2nd class Fitter | day | 0.08 | 679.00 | 54.32
864 | 0114 | Beldar | day | 0.15 | 558.00 | 83.70
864 | TOTAL |  |  |  |  | 430.46 W
864 | Add 1 % Water charges on "W" |  |  |  |  | 4.30
864 | TOTAL |  |  |  |  | 434.76 X
864 |  | Add GST on "X" (multiplying
864 |  | factor 0.1405) 61.08
864 | TOTAL |  |  |  |  | 495.85 Y
864 | Add 15% CPOH on "Y" |  |  |  |  | 74.38
864 | TOTAL |  |  |  |  | 570.23 | Z
864 | Add Cess @ 1% on "Z" |  |  |  |  | 5.70
864 | Cost of 1.00 joint |  |  |  |  | 575.93
864 | Say |  |  |  |  | 575.95
864 | 12.40 | Providing, fixing and embedding sand cast iron accessories for rain water pipes in the masonry surrounded with 12 mm thick cement mortar of the same mix, as that of masonry (lead caulking will be paid for separately):
864 | 12.40.1 | Sand cast iron plain shoes :
864 | 12.40.1.1 | 150 mm diameter Details of cost for one shoe
864 | 0966 | Sand Cast iron plain shoe 150 mm dia | each | 1.00 | 285.00 | 285.00
864 | 9988 | Carriage, fixing and mortar | L.S. | 17.55 | 2.00 | 35.10
864 | TOTAL |  |  |  |  | 320.10 W
864 | Add 1 % Water charges on "W" |  |  |  |  | 3.20
864 | TOTAL |  |  |  |  | 323.30 X
864 |  | Add GST on "X" (multiplying
864 |  | factor 0.1405) 45.42
864 | TOTAL |  |  |  |  | 368.72 Y
864 | Add 15% CPOH on "Y" |  |  |  |  | 55.31
864 | TOTAL |  |  |  |  | 424.03 | Z
864 | Add Cess @ 1% on "Z" |  |  |  |  | 4.24
864 | Cost of one shoe |  |  |  |  | 428.27
864 | Say |  |  |  |  | 428.25
865 | 12.41 | Providing and fixing on wall face unplasticised Rigid PVC rain water pipes conforming to IS : 13592 Type A, including jointing with seal ring conforming to IS : 5382, leaving 10 mm gap for thermal expansion, (i) Single socketed pipes.
865 | 12.41.1 | 75 mm diameter Details of cost for 6.00 metres
865 | 7188 | U-PVC pipes (working pressure 4 kg / sqcm.) Single socketed pipe 75 mm dia. | metre | 6.00 | 70.00 | 420.00
865 | 7190 | U-PVC pipes (working pressure 4 kg / sqcm.) Rubber (Seal) Ring 75 mm dia. | each | 1.00 | 8.00 | 8.00
865 | 9977 | Carriage of materials | L.S. | 13.52 | 2.00 | 27.04
865 | 9999 | Adhesive, and sundries etc. | L.S. | 6.76 | 2.00 | 13.52
865 |  | LABOUR
865 | 0116 | Fitter (grade 1) | day | 0.19 | 738.00 | 140.22
865 | 0114 | Beldar | day | 0.37 | 558.00 | 206.46
865 | 0100 | Bandhani | day | 0.08 | 617.00 | 49.36
865 | 9999 | Scaffolding etc. | L.S. | 18.59 | 2.00 | 37.18
865 | TOTAL |  |  |  |  | 901.78 W
865 | Add 1 % Water charges on "W" |  |  |  |  | 9.02
865 | TOTAL |  |  |  |  | 910.80 X
865 |  | Add GST on "X" (multiplying
865 |  | factor 0.1405) 127.97
865 | TOTAL |  |  |  |  | 1038.76 Y
865 | Add 15% CPOH on "Y" |  |  |  |  | 155.81
865 | TOTAL |  |  |  |  | 1194.58 | Z
865 | Add Cess @ 1% on "Z" |  |  |  |  | 11.95
865 | Cost of 6.00 metre |  |  |  |  | 1206.53
865 | Cost of 1.00 metre |  |  |  |  | 201.09
865 | Say |  |  |  |  | 201.10
865 | 12.41.2 | 110 mm diameter Details of cost for 6.00 metres
865 | 7189 | U-PVC pipes (working pressure 4 kg / sqcm) Single socketed pipe 110 mm dia. | metre | 6.00 | 130.00 | 780.00
865 | 7191 | U-PVC pipes (working pressure 4 kg / sqcm.) Rubber (Seal) Ring 110 mm dia. | each | 1.00 | 11.00 | 11.00
865 | 9977 | Carriage of materials | L.S. | 17.55 | 2.00 | 35.10
865 | 9999 | Adhesive, and sundries etc. | L.S. | 8.06 | 2.00 | 16.12
865 |  | LABOUR
865 | 0116 | Fitter (grade 1) | day | 0.23 | 738.00 | 169.74
865 | 0114 | Beldar | day | 0.45 | 558.00 | 251.10
865 | 0100 | Bandhani | day | 0.11 | 617.00 | 67.87
866 | 9999 | Scaffolding etc. | L.S. | 18.59 | 2.00 | 37.18
866 | TOTAL |  |  |  |  | 1368.11 W
866 | Add 1 % Water charges on "W" |  |  |  |  | 13.68
866 | TOTAL |  |  |  |  | 1381.79 X
866 |  | Add GST on "X" (multiplying
866 |  | factor 0.1405) 194.14
866 | TOTAL |  |  |  |  | 1575.93 Y
866 | Add 15% CPOH on "Y" |  |  |  |  | 236.39
866 | TOTAL |  |  |  |  | 1812.32 | Z
866 | Add Cess @ 1% on "Z" |  |  |  |  | 18.12
866 | Cost of 6.00 metre |  |  |  |  | 1830.45
866 | Cost of 1.00 metre |  |  |  |  | 305.07
866 | Say |  |  |  |  | 305.05
866 | 12.42 | Providing and fixing on wall face unplasticised - PVC moulded fittings/ accessories for unplasticised Rigid PVC rain water pipes conforming to IS : 13592 Type A, including jointing with seal ring conforming to IS : 5382, leaving 10 mm gap for thermal expansion.
866 | 12.42.1 | Coupler
866 | 12.42.1.1 | 75 mm Details of cost for 1 coupler
866 | 7192 | UPVC coupler for UPVC drainage pipes 75 mm | each | 1.00 | 18.00 | 18.00
866 | 7190 | U-PVC pipes (working pressure 4 kg / sqcm.) Rubber (Seal) Ring 75 mm dia. | each | 2.00 | 8.00 | 16.00
866 | 9999 | Adhesive, and sundries etc. | L.S. | 2.73 | 2.00 | 5.46
866 |  | LABOUR
866 | 9988 | Carriage and fixing charges | L.S. | 9.36 | 2.00 | 18.72
866 | TOTAL |  |  |  |  | 58.18 W
866 | Add 1 % Water charges on "W" |  |  |  |  | 0.58
866 | TOTAL |  |  |  |  | 58.76 X
866 |  | Add GST on "X" (multiplying
866 |  | factor 0.1405) 8.26
866 | TOTAL |  |  |  |  | 67.02 Y
866 | Add 15% CPOH on "Y" |  |  |  |  | 10.05
866 | TOTAL |  |  |  |  | 77.07 | Z
866 | Add Cess @ 1% on "Z" |  |  |  |  | 0.77
866 | Cost of 1 coupler |  |  |  |  | 77.84
866 | Say |  |  |  |  | 77.85
866 | 12.42.1.2 | 110 mm Details of cost for 1 coupler
866 | 7193 | UPVC coupler for UPVC drainage pipes 110 mm | each | 1.00 | 39.00 | 39.00
866 | 7191 | U-PVC pipes (working pressure 4 kg /sqcm) Rubber (Seal) Ring 110 mm dia. | each | 2.00 | 11.00 | 22.00
867 | 9999 | Adhesive, and sundries etc. | L.S. | 2.73 | 2.00 | 5.46
867 |  | LABOUR
867 | 9988 | Carriage and fixing charges | L.S. | 10.79 | 2.00 | 21.58
867 | TOTAL |  |  |  |  | 88.04 W
867 | Add 1 % Water charges on "W" |  |  |  |  | 0.88
867 | TOTAL |  |  |  |  | 88.92 X
867 |  | Add GST on "X" (multiplying
867 |  | factor 0.1405) 12.49
867 | TOTAL |  |  |  |  | 101.41 Y
867 | Add 15% CPOH on "Y" |  |  |  |  | 15.21
867 | TOTAL |  |  |  |  | 116.63 | Z
867 | Add Cess @ 1% on "Z" |  |  |  |  | 1.17
867 | Cost of 1 coupler |  |  |  |  | 117.79
867 | Say |  |  |  |  | 117.80
867 | 12.42.2 | Single pushfit Coupler
867 | 12.42.2.1 | 75 mm Details of cost for 1 coupler
867 | 7194 | UPVC pushfit coupler (single) 75 mm thick | each | 1.00 | 18.00 | 18.00
867 | 7190 | U-PVC pipes (working pressure 4 kg /sqcm.) Rubber (Seal) Ring 75 mm dia. | each | 2.00 | 8.00 | 16.00
867 | 9999 | Adhesive, and sundries etc. | L.S. | 2.73 | 2.00 | 5.46
867 | 9988 | Carriage and fixing charges | L.S. | 9.36 | 2.00 | 18.72
867 | TOTAL |  |  |  |  | 58.18 W
867 | Add 1 % Water charges on "W" |  |  |  |  | 0.58
867 | TOTAL |  |  |  |  | 58.76 X
867 |  | Add GST on "X" (multiplying
867 |  | factor 0.1405) 8.26
867 | TOTAL |  |  |  |  | 67.02 Y
867 | Add 15% CPOH on "Y" |  |  |  |  | 10.05
867 | TOTAL |  |  |  |  | 77.07 | Z
867 | Add Cess @ 1% on "Z" |  |  |  |  | 0.77
867 | Cost of 1 coupler |  |  |  |  | 77.84
867 | Say |  |  |  |  | 77.85
867 | 12.42.2.2 | 110 mm Details of cost for 1 coupler
867 | 7195 | UPVC pushfit coupler (single) 110 mm thick | each | 1.00 | 32.00 | 32.00
867 | 7191 | U-PVC pipes (working pressure 4 kg /sq.cm) Rubber (Seal) Ring 110 mm dia. | each | 2.00 | 11.00 | 22.00
867 | 9999 | Adhesive, and sundries etc. | L.S. | 2.73 | 2.00 | 5.46
868 | 9988 | Carriage and fixing charges | L.S. | 10.79 | 2.00 | 21.58
868 | TOTAL |  |  |  |  | 81.04 W
868 | Add 1 % Water charges on "W" |  |  |  |  | 0.81
868 | TOTAL |  |  |  |  | 81.85 X
868 |  | Add GST on "X" (multiplying
868 |  | factor 0.1405) 11.50
868 | TOTAL |  |  |  |  | 93.35 Y
868 | Add 15% CPOH on "Y" |  |  |  |  | 14.00
868 | TOTAL |  |  |  |  | 107.35 | Z
868 | Add Cess @ 1% on "Z" |  |  |  |  | 1.07
868 | Cost of 1 coupler |  |  |  |  | 108.43
868 | Say |  |  |  |  | 108.45
868 | 12.42.3 | Single tee with door
868 | 12.42.3.1 | 75x75x75 mm Details of cost for 1 tee MATERIAL
868 | 7198 | UPVC single equal Tee (with door) 75x75x75 mm | each | 1.00 | 59.00 | 59.00
868 | 7190 | U-PVC pipes (working pressure 4 kg /sqcm) Rubber (Seal) Ring 75 mm dia. | each | 3.00 | 8.00 | 24.00
868 | 9988 | Adhesive, Carriage of material rubber washer etc. including fixing charges | L.S. | 10.76 | 2.00 | 21.52
868 | TOTAL |  |  |  |  | 104.52 W
868 | Add 1 % Water charges on "W" |  |  |  |  | 1.05
868 | TOTAL |  |  |  |  | 105.57 X
868 |  | Add GST on "X" (multiplying
868 |  | factor 0.1405) 14.83
868 | TOTAL |  |  |  |  | 120.40 Y
868 | Add 15% CPOH on "Y" |  |  |  |  | 18.06
868 | TOTAL |  |  |  |  | 138.46 | Z
868 | Add Cess @ 1% on "Z" |  |  |  |  | 1.38
868 | Cost of 1 tee |  |  |  |  | 139.84
868 | Say |  |  |  |  | 139.85
868 | 12.42.3.2 | 110x110x110 mm Details of cost for 1 tee MATERIAL
868 | 7199 | UPVC single equal Tee (with door) 110x110x110 mm | each | 1.00 | 92.00 | 92.00
868 | 7191 | U-PVC pipes (working pressure 4 kg / sqcm) Rubber (Seal) Ring 110 mm dia. | each | 3.00 | 11.00 | 33.00
869 | 9988 | Adhesive, Carriage of material rubber washer etc. including fixing charges | L.S. | 13.47 | 2.00 | 26.94
869 | TOTAL |  |  |  |  | 151.94 W
869 | Add 1 % Water charges on "W" |  |  |  |  | 1.52
869 | TOTAL |  |  |  |  | 153.46 X
869 |  | Add GST on "X" (multiplying
869 |  | factor 0.1405) 21.56
869 | TOTAL |  |  |  |  | 175.02 Y
869 | Add 15% CPOH on "Y" |  |  |  |  | 26.25
869 | TOTAL |  |  |  |  | 201.27 | Z
869 | Add Cess @ 1% on "Z" |  |  |  |  | 2.01
869 | Cost of 1 tee |  |  |  |  | 203.29
869 | Say |  |  |  |  | 203.30
869 | 12.42.4 | Single tee without door
869 | 12.42.4.1 | 75x75x75 mm Details of cost for 1 tee MATERIAL
869 | 7196 | UPVC single equal Tee (with door) 75x75x75 mm | each | 1.00 | 46.00 | 46.00
869 | 7190 | U-PVC pipes (working pressure 4 kg /sqcm) Rubber (Seal) Ring 75 mm dia. | each | 3.00 | 8.00 | 24.00
869 | 9988 | Adhesive, Carriage of material rubber washer etc. including fixing charges | L.S. | 10.76 | 2.00 | 21.52
869 | TOTAL |  |  |  |  | 91.52 W
869 | Add 1 % Water charges on "W" |  |  |  |  | 0.92
869 | TOTAL |  |  |  |  | 92.44 X
869 |  | Add GST on "X" (multiplying
869 |  | factor 0.1405) 12.99
869 | TOTAL |  |  |  |  | 105.42 Y
869 | Add 15% CPOH on "Y" |  |  |  |  | 15.81
869 | TOTAL |  |  |  |  | 121.24 | Z
869 | Add Cess @ 1% on "Z" |  |  |  |  | 1.21
869 | Cost of 1 tee |  |  |  |  | 122.45
869 | Say |  |  |  |  | 122.45
869 | 12.42.4.2 | 110x110x110 mm Details of cost for 1 tee MATERIAL
869 | 7197 | UPVC single equal Tee (with door) 110x110x110 mm | each | 1.00 | 81.00 | 81.00
869 | 7191 | U-PVC pipes (working pressure 4 kg /sqcm) Rubber (Seal) Ring 110 mm dia. | each | 3.00 | 11.00 | 33.00
870 | 9988 | Adhesive, Carriage of material rubber washer etc. including fixing charges | L.S. | 13.47 | 2.00 | 26.94
870 | TOTAL |  |  |  |  | 140.94 W
870 | Add 1 % Water charges on "W" |  |  |  |  | 1.41
870 | TOTAL |  |  |  |  | 142.35 X
870 |  | Add GST on "X" (multiplying
870 |  | factor 0.1405) 20.00
870 | TOTAL |  |  |  |  | 162.35 Y
870 | Add 15% CPOH on "Y" |  |  |  |  | 24.35
870 | TOTAL |  |  |  |  | 186.70 | Z
870 | Add Cess @ 1% on "Z" |  |  |  |  | 1.87
870 | Cost of 1 tee |  |  |  |  | 188.57
870 | Say |  |  |  |  | 188.55
870 | 12.42.5 | Bend 87.5°
870 | 12.42.5.1 | 75 mm bend Details of cost for 1 bend
870 | 7208 | UPVC bend 87.5° 75 mm bend | each | 1.00 | 35.00 | 35.00
870 | 7190 | U-PVC pipes (working pressure 4 kg / sqcm) Rubber (Seal) Ring 75 mm dia. | each | 1.00 | 8.00 | 8.00
870 | 9999 | Adhesive, and sundries etc. | L.S. | 2.73 | 2.00 | 5.46
870 | 9988 | Carriage and fixing charges | L.S. | 9.36 | 2.00 | 18.72
870 | TOTAL |  |  |  |  | 67.18 W
870 | Add 1 % Water charges on "W" |  |  |  |  | 0.67
870 | TOTAL |  |  |  |  | 67.85 X
870 |  | Add GST on "X" (multiplying
870 |  | factor 0.1405) 9.53
870 | TOTAL |  |  |  |  | 77.38 Y
870 | Add 15% CPOH on "Y" |  |  |  |  | 11.61
870 | TOTAL |  |  |  |  | 88.99 | Z
870 | Add Cess @ 1% on "Z" |  |  |  |  | 0.89
870 | Cost of 1 bend |  |  |  |  | 89.88
870 | Say |  |  |  |  | 89.90
870 | 12.42.5.2 | 110 mm bend Details of cost for 1 bend
870 | 7209 | UPVC bend 87.5° 110 mm bend | each | 1.00 | 59.00 | 59.00
870 | 7191 | U-PVC pipes (working pressure 4 kg /sqcm) Rubber (Seal) Ring 110 mm dia. | each | 1.00 | 11.00 | 11.00
870 | 9999 | Adhesive, and sundries etc. | L.S. | 2.73 | 2.00 | 5.46
871 | 9988 | Carriage and fixing charges | L.S. | 10.79 | 2.00 | 21.58
871 | TOTAL |  |  |  |  | 97.04 W
871 | Add 1 % Water charges on "W" |  |  |  |  | 0.97
871 | TOTAL |  |  |  |  | 98.01 X
871 |  | Add GST on "X" (multiplying
871 |  | factor 0.1405) 13.77
871 | TOTAL |  |  |  |  | 111.78 Y
871 | Add 15% CPOH on "Y" |  |  |  |  | 16.77
871 | TOTAL |  |  |  |  | 128.55 | Z
871 | Add Cess @ 1% on "Z" |  |  |  |  | 1.29
871 | Cost of 1 bend |  |  |  |  | 129.83
871 | Say |  |  |  |  | 129.85
871 | 12.42.6 | Shoe (Plain)
871 | 12.42.6.1 | 75 mm Shoe Details of cost for 1 shoe
871 | 7212 | UPVC plain shoe 75 mm bend | each | 1.00 | 27.00 | 27.00
871 | 7190 | U-PVC pipes (working pressure 4 kg / sqcm) Rubber (Seal) Ring 75 mm dia. | each | 1.00 | 8.00 | 8.00
871 | 9999 | Adhesive, and sundries etc. | L.S. | 2.73 | 2.00 | 5.46
871 | 9988 | Carriage and fixing charges | L.S. | 9.36 | 2.00 | 18.72
871 | TOTAL |  |  |  |  | 59.18 W
871 | Add 1 % Water charges on "W" |  |  |  |  | 0.59
871 | TOTAL |  |  |  |  | 59.77 X
871 |  | Add GST on "X" (multiplying
871 |  | factor 0.1405) 8.40
871 | TOTAL |  |  |  |  | 68.17 Y
871 | Add 15% CPOH on "Y" |  |  |  |  | 10.23
871 | TOTAL |  |  |  |  | 78.40 | Z
871 | Add Cess @ 1% on "Z" |  |  |  |  | 0.78
871 | Cost of 1 shoe |  |  |  |  | 79.18
871 | Say |  |  |  |  | 79.20
871 | 12.42.6.2 | 110 mm Shoe Details of cost for 1 shoe
871 | 7213 | UPVC plain shoe 110 mm bend | each | 1.00 | 47.00 | 47.00
871 | 7191 | U-PVC pipes (working pressure 4 kg / sqcm) Rubber (Seal) Ring 110 mm dia. | each | 1.00 | 11.00 | 11.00
871 | 9999 | Adhesive, and sundries etc. | L.S. | 2.73 | 2.00 | 5.46
872 | 9988 | Carriage and fixing charges | L.S. | 10.79 | 2.00 | 21.58
872 | TOTAL |  |  |  |  | 85.04 W
872 | Add 1 % Water charges on "W" |  |  |  |  | 0.85
872 | TOTAL |  |  |  |  | 85.89 X
872 |  | Add GST on "X" (multiplying
872 |  | factor 0.1405) 12.07
872 | TOTAL |  |  |  |  | 97.96 Y
872 | Add 15% CPOH on "Y" |  |  |  |  | 14.69
872 | TOTAL |  |  |  |  | 112.65 | Z
872 | Add Cess @ 1% on "Z" |  |  |  |  | 1.13
872 | Cost of 1 shoe |  |  |  |  | 113.78
872 | Say |  |  |  |  | 113.80
872 | 12.43 | Providing and fixing unplasticised -PVC pipe clips of approved design to unplasticised - PVC rain water pipes by means of 50x50x50 mm hard wood plugs, screwed with M.S. screws of required length, including cutting brick work and fixing in cement mortar 1:4 (1 cement : 4 coarse sand) and making good the wall etc. complete.
872 | 12.43.1 | 75 mm Details of cost for 5 nos. MATERIAL
872 | 7214 | UPVC pipe clip 75 mm bend | each | 5.00 | 15.00 | 75.00
872 | 9977 | Carriage of U-PVC pipe clips | L.S. | 2.47 | 2.00 | 4.94
872 | 0870 | Plug | each | 10.00 | 10.00 | 100.00
872 |  | LABOUR
872 | 0116 | Fitter (grade 1) | day | 0.125 | 738.00 | 92.25
872 | 0124 | Mason (brick layer) 2nd class | day | 0.75 | 679.00 | 509.25
872 | 0114 | Beldar | day | 0.50 | 558.00 | 279.00
872 | 9999 | Sundries | L.S. | 7.15 | 2.00 | 14.30
872 | 9999 | Sundries | L.S. | 0.91 | 2.00 | 1.82
872 | 9999 | Sundries cement mortar 1:4 (1Cement : 4 Coarse sand) | L.S. | 3.90 | 2.00 | 7.80
872 | TOTAL |  |  |  |  | 1084.36 W
872 | Add 1 % Water charges on "W" |  |  |  |  | 10.84
872 | TOTAL |  |  |  |  | 1095.20 X
872 |  | Add GST on "X" (multiplying
872 |  | factor 0.1405) 153.88
872 | TOTAL |  |  |  |  | 1249.08 Y
872 | Add 15% CPOH on "Y" |  |  |  |  | 187.36
872 | TOTAL |  |  |  |  | 1436.44 | Z
872 | Add Cess @ 1% on "Z" |  |  |  |  | 14.36
872 | Cost of 5 Nos. |  |  |  |  | 1450.81
872 | Cost of 1 No. |  |  |  |  | 290.16
872 | Say |  |  |  |  | 290.15
873 | 12.43.2 | 110 mm Details of cost for 5 nos. MATERIAL
873 | 7215 | UPVC pipe clip 110 mm bend | each | 5.00 | 14.00 | 70.00
873 | 9977 | Carriage of U-PVC pipe clips | L.S. | 2.47 | 2.00 | 4.94
873 | 0870 | Plug | each | 10.00 | 10.00 | 100.00
873 |  | LABOUR
873 | 0116 | Fitter (grade 1) | day | 0.125 | 738.00 | 92.25
873 | 0124 | Mason (brick layer) 2nd class | day | 0.75 | 679.00 | 509.25
873 | 0114 | Beldar | day | 0.50 | 558.00 | 279.00
873 | 9999 | Sundries | L.S. | 7.15 | 2.00 | 14.30
873 | 9999 | Sundries | L.S. | 0.91 | 2.00 | 1.82
873 | 9999 | Sundries cement mortar 1:4 (1Cement : 4 Coarse sand) | L.S. | 3.90 | 2.00 | 7.80
873 | TOTAL |  |  |  |  | 1079.36 W
873 | Add 1 % Water charges on "W" |  |  |  |  | 10.79
873 | TOTAL |  |  |  |  | 1090.15 X
873 |  | Add GST on "X" (multiplying
873 |  | factor 0.1405) 153.17
873 | TOTAL |  |  |  |  | 1243.32 Y
873 | Add 15% CPOH on "Y" |  |  |  |  | 186.50
873 | TOTAL |  |  |  |  | 1429.82 | Z
873 | Add Cess @ 1% on "Z" |  |  |  |  | 14.30
873 | Cost of 5 Nos. |  |  |  |  | 1444.12
873 | Cost of 1 No. |  |  |  |  | 288.82
873 | Say |  |  |  |  | 288.80
873 | 12.44 | Providing and fixing to the inlet mouth of rain water pipe cast iron grating 15 cm diameter and weighing not less than 440 grams. Details of cost for 1 grating MATERIAL
873 | 7187 | C.I. grating 150 mm dia. (Weighing not less than 440 gm) | each | 1.00 | 27.00 | 27.00
873 | 9977 | Carriage of material and fixing charges | L.S. | 4.16 | 2.00 | 8.32
873 | TOTAL |  |  |  |  | 35.32 W
873 | Add 1 % Water charges on "W" |  |  |  |  | 0.35
873 | TOTAL |  |  |  |  | 35.67 X
873 |  | Add GST on "X" (multiplying
873 |  | factor 0.1405) 5.01
873 | TOTAL |  |  |  |  | 40.69 Y
873 | Add 15% CPOH on "Y" |  |  |  |  | 6.10
873 | TOTAL |  |  |  |  | 46.79 | Z
873 | Add Cess @ 1% on "Z" |  |  |  |  | 0.47
873 | Cost of each grating |  |  |  |  | 47.26
873 | Say |  |  |  |  | 47.25
874 | 12.45 | Providing and fixing false ceiling at all height including providing and fixing of frame work made of special sections, power pressed from M.S. sheets and galvanized with zinc coating of 120 gms/sqm (both side inclusive) as per IS : 277 and consisting of angle cleats of size 25 mm wide x 1.6 mm thick with flanges of 27 mm and 37mm, at 1200 mm centre to centre, one flange fixed to the ceiling with dash fastener 12.5 mm dia x 50mm long with 6mm dia bolts, other flange of cleat fixed to the angle hangers of 25x10x0.50 mm of required length with nuts & bolts of required size and other end of angle hanger fixed with intermediate G.I. channels 45x15x0.9 mm running at the spacing of 1200 mm centre to centre, to which the ceiling section 0.5 mm thick bottom wedge of 80 mm with tapered flanges of 26 mm each having lips of 10.5 mm, at 450 mm centre to centre, shall be fixed in a direction perpendicular to G.I. intermediate channel with connecting clips made out of 2.64 mm dia x 230 mm long G.I. wire at every junction, including fixing perimeter channels 0.5 mm thick 27 mm high having flanges of 20 mm and 30 mm long, the perimeter of ceiling fixed to wall/partition with the help of rawl plugs at 450 mm centre, with 25mm long dry wall screws @ 230 mm interval, including fixing of gypsum board to ceiling section and perimeter channel with the help of dry wall screws of size 3.5 x 25 mm at 230 mm c/c, including jointing and finishing to a flush finish of tapered and square edges of the board with recommended jointing compound , jointing tapes , finishing with jointing compound in 3 layers covering upto 150 mm on both sides of joint and two coats of primer suitable for board, all as per manufacturer's specification and also including the cost of making openings for light fittings, grills, diffusers, cutouts made with frame of perimeter channels suitably fixed, all complete as per drawings, specification and direction of the Engineer in Charge but excluding the cost of painting with :
874 | 12.45.1 | 12.5 mm thick tapered edge gypsum plain board conforming to IS: 2095- (Part I) : 2011 (Board with BIS Certification marks) Details of cost for 10.8x9.6m = 103.68sqm. MATERIAL Gypsum board 12.5mm thick = 103.68 sqm.+ Add wastage @ 5% = 5.18sqm. Total = 108.86 sqm.
874 | 7009 | 12.5 mm thick tapered edge gypsum plain borad | sqm | 108.86 | 155.00 | 16873.30
874 | 7010 | Galvanised Steel ceiling section (size 80x26x0.50mm) | metre | 238.14 | 46.00 | 10954.44
874 | 7011 | Galvanised Steel perimetre Channel (Size 20x27x30x0.50mm) | metre | 41.84 | 22.00 | 920.48
874 | 7012 | Galvanised Steel intermediate Channel (Size 15x45x15x0.90mm) | metre | 90.72 | 38.00 | 3447.36
874 |  | Strap hanger
874 | 7013 | Galvanised Steel angle hanger (Celling angle) (Size 25x10x0.50mm) | metre | 10.80 | 12.00 | 129.60
874 | 7014 | Galvanised Steel connecting clips (2.64mm dia and 230 mm long GI wire) | each | 189.00 | 4.00 | 756.00
874 | 1022 | Galvanised steel bolts & nuts 6 mm dia and 25 mm long round head with slots | 10 Nos | 21.60 | 38.00 | 820.80
874 | 7015 | Galvanised Steel soffit cleat (Size 27x37x25x0.60mm) | each | 72.00 | 3.00 | 216.00
874 | 7020 | All drive screws ( for gypsum board) | 100 Nos | 10.00 | 58.00 | 580.00
875 | 7016 | Joint filler | kilogram | 22.81 | 26.00 | 593.06
875 | 7017 | Joint finisher | kilogram | 34.21 | 23.00 | 786.83
875 | 7018 | Joint tape roll | roll | 1.27 | 100.00 | 127.00
875 | 7021 | Primer ( for gypsum board) | litre | 18.66 | 85.00 | 1586.10
875 | 7388 | Dash hold fastener 12.5 mm dia, 40 mm long with 6 mm dia bolt | each | 72.00 | 11.00 | 792.00
875 | 9999 | Sundries like rawl plug scaffolding etc | L.S. | 807.30 | 2.00 | 1614.60
875 | 9977 | Carriage of material etc. | L.S. | 447.20 | 2.00 | 894.40
875 |  | LABOUR :-
875 | 0112 | Carpenter 2nd class | day | 31.104 | 679.00 | 21119.62
875 | 0114 | Beldar | day | 31.104 | 558.00 | 17356.03
875 | 0131 | Painter | day | 10.368 | 679.00 | 7039.87
875 | TOTAL |  |  |  |  | 86607.49 W
875 | Add 1 % Water charges on "W" |  |  |  |  | 866.07
875 | TOTAL |  |  |  |  | 87473.56 X
875 |  | Add GST on "X" (multiplying
875 |  | factor 0.1405) 12290.04
875 | TOTAL |  |  |  |  | 99763.60 Y
875 | Add 15% CPOH on "Y" |  |  |  |  | 14964.54
875 | TOTAL |  |  |  |  | 114728.14 | Z
875 | Add Cess @ 1% on "Z" |  |  |  |  | 1147.28
875 |  | Cost for 103.68 sqm. 115875.42
875 | Cost of 1 Sqm. |  |  |  |  | 1117.63
875 | Say |  |  |  |  | 1117.65
875 | 12.45.2 | 12.5 mm thick tapered edge Glass Reinforced Gypsum (GRG) board conforming to IS: 2095- (Part 3) : 1996 (Board with BIS Certification marks) Details of cost for 10.8x9.6m = 103.68sqm. MATERIAL Gypsum board 12.5mm thick = 103.68 sqm.+ Add wastage @ 5% = 5.18sqm. Total = 108.86 sqm.
875 | 7366 | 12.5 mm thick tapered edge Glass Reinforced Gypsum (GRG) board | sqm | 108.86 | 240.00 | 26126.40
875 | 7010 | Galvanised Steel ceiling section (size 80x26x0.50mm) | metre | 238.14 | 46.00 | 10954.44
875 | 7011 | Galvanised Steel perimetre Channel (Size 20x27x30x0.50mm) | metre | 41.84 | 22.00 | 920.48
875 | 7012 | Galvanised Steel intermediate Channel (Size 15x45x15x0.90mm) | metre | 90.72 | 38.00 | 3447.36
875 | 7013 | Galvanised Steel angle hanger (Celling angle) (Size 25x10x0.50mm) | metre | 10.80 | 12.00 | 129.60
875 | 7014 | Galvanised Steel connecting clips (2.64mm dia and 230 mm long GI wire) | each | 189.00 | 4.00 | 756.00
875 | 1022 | Galvanised steel bolts & nuts 6 mm dia and 25 mmlong round head with slots | 10 Nos | 21.60 | 38.00 | 820.80
875 | 7015 | Galvanised Steel soffit cleat (Size 27x37x25x0.60mm) | each | 72.00 | 3.00 | 216.00
876 | 7020 | All drive screws (for gypsum board) | 100 Nos | 10.00 | 58.00 | 580.00
876 | 7016 | Joint filler | kilogram | 22.81 | 26.00 | 593.06
876 | 7017 | Joint finisher | kilogram | 34.21 | 23.00 | 786.83
876 | 7018 | Joint tape roll | roll | 1.27 | 100.00 | 127.00
876 | 7021 | Primer ( for gypsum board) | litre | 18.66 | 85.00 | 1586.10
876 | 7388 | Dash hold fastener 12.5 mm dia, 40 mm long with 6 mm dia bolt | each | 72.00 | 11.00 | 792.00
876 | 9999 | Sundries like rawl plug scaffolding etc | L.S. | 807.30 | 2.00 | 1614.60
876 | 9977 | Carriage of material etc. | L.S. | 447.20 | 2.00 | 894.40
876 |  | LABOUR :-
876 | 0112 | Carpenter 2nd class | day | 31.104 | 679.00 | 21119.62
876 | 0114 | Beldar | day | 31.104 | 558.00 | 17356.03
876 | 0131 | Painter | day | 10.37 | 679.00 | 7041.23
876 | TOTAL |  |  |  |  | 95861.95 W
876 | Add 1 % Water charges on "W" |  |  |  |  | 958.62
876 | TOTAL |  |  |  |  | 96820.57 X
876 |  | Add GST on "X" (multiplying
876 |  | factor 0.1405) 13603.29
876 | TOTAL |  |  |  |  | 110423.86 Y
876 | Add 15% CPOH on "Y" |  |  |  |  | 16563.58
876 | TOTAL |  |  |  |  | 126987.44 | Z
876 | Add Cess @ 1% on "Z" |  |  |  |  | 1269.87
876 | Cost of 103.68 sqm. |  |  |  |  | 128257.31
876 | Cost of 1 Sqm. |  |  |  |  | 1237.05
876 | Say |  |  |  |  | 1237.05
876 | 12.45.3 | 12.5 mm thick tapered edge gypsum moisture resistant board Details of cost for 10.8x9.6m = 103.68sqm. MATERIAL Gypsum board 12.5mm thick = 103.68 sqm.+ Add wastage @ 5% = 5.18sqm. Total = 108.86 sqm.
876 | 7031 | 12.5 mm thick tapered edge gypsum moisture resistant board | sqm | 108.86 | 275.00 | 29936.50
876 | 7010 | Galvanised Steel ceiling section (size 80x26x0.50mm) | metre | 238.14 | 46.00 | 10954.44
876 | 7011 | Galvanised Steel perimetre Channel (Size 20x27x30x0.50mm) | metre | 41.84 | 22.00 | 920.48
876 | 7012 | Galvanised Steel intermediate Channel (Size 15x45x15x0.90mm) | metre | 90.72 | 38.00 | 3447.36
876 | 7013 | Galvanised Steel angle hanger (Celling angle) (Size 25x10x0.50mm) | metre | 10.80 | 12.00 | 129.60
876 | 7014 | Galvanised Steel connecting clips (2.64mm dia and 230 mm long GI wire) | each | 189.00 | 4.00 | 756.00
876 | 1022 | Galvanised steel bolts & nuts 6 mm dia and 25 mmlong round head with slots | 10 Nos | 21.60 | 38.00 | 820.80
876 | 7015 | Galvanised Steel soffit cleat (Size 27x37x25x0.60mm) | each | 72.00 | 3.00 | 216.00
877 | 7020 | All drive screws ( for gypsum board) | 100 Nos | 10.00 | 58.00 | 580.00
877 | 7016 | Joint filler | kilogram | 22.81 | 26.00 | 593.06
877 | 7017 | Joint finisher | kilogram | 34.21 | 23.00 | 786.83
877 | 7018 | Joint tape roll | roll | 1.27 | 100.00 | 127.00
877 | 7021 | Primer ( for gypsum board) | litre | 18.66 | 85.00 | 1586.10
877 | 7388 | Dash hold fastener 12.5 mm dia, 40 mm long with 6 mm dia bolt | each | 72.00 | 11.00 | 792.00
877 | 9999 | Sundries like rawl plug scaffolding etc | L.S. | 807.30 | 2.00 | 1614.60
877 | 9977 | Carriage of material etc. | L.S. | 447.20 | 2.00 | 894.40
877 |  | LABOUR
877 | 0112 | Carpenter 2nd class | day | 31.104 | 679.00 | 21119.62
877 | 0114 | Beldar | day | 31.104 | 558.00 | 17356.03
877 | 0131 | Painter | day | 10.37 | 679.00 | 7041.23
877 | TOTAL |  |  |  |  | 99672.05 W
877 | Add 1 % Water charges on "W" |  |  |  |  | 996.72
877 | TOTAL |  |  |  |  | 100668.77 X
877 |  | Add GST on "X" (multiplying
877 |  | factor 0.1405) 14143.96
877 | TOTAL |  |  |  |  | 114812.73 Y
877 | Add 15% CPOH on "Y" |  |  |  |  | 17221.91
877 | TOTAL |  |  |  |  | 132034.64 | Z
877 | Add Cess @ 1% on "Z" |  |  |  |  | 1320.35
877 | Cost of 103.68 sqm. |  |  |  |  | 133354.99
877 | Cost of 1 Sqm. |  |  |  |  | 1286.22
877 | Say |  |  |  |  | 1286.20
877 | 12.45.4 | Fully Perforated Gypsum Plaster Board of size 1200 x 2400x12.5 mm having approx. 15 % perforated area with perforation size and pattern as approved by the Engineer- in-charge and as per manufacturer's specification, with all 4 side tapered and backed by acoustical tissue with NRC value not less than 0.60 Details of cost for 10.8x9.6m = 103.68sqm. MATERIAL Gypsum board 12.5mm thick = 103.68 sqm.+ Add wastage @ 5% = 5.18sqm. Total = 108.86 sqm.
877 | 7028 | 12.5 mm thick Fully Perforated gypsum board | sqm | 108.86 | 410.00 | 44632.60
877 | 7010 | Galvanised Steel ceiling section (size 80x26x0.50mm) | metre | 238.14 | 46.00 | 10954.44
877 | 7011 | Galvanised Steel perimetre Channel (Size 20x27x30x0.50mm) | metre | 41.84 | 22.00 | 920.48
877 | 7012 | Galvanised Steel intermediate Channel (Size 15x45x15x0.90mm) | metre | 90.72 | 38.00 | 3447.36
877 | 7013 | Galvanised Steel angle hanger (Celling angle) (Size 25x10x0.50mm) | metre | 10.80 | 12.00 | 129.60
877 | 7014 | Galvanised Steel connecting clips (2.64mm dia and 230 mm long GI wire) | each | 189.00 | 4.00 | 756.00
878 | 1022 | Galvanised steel bolts & nuts 6 mm dia and 25 mmlong round head with slots | 10 Nos | 21.60 | 38.00 | 820.80
878 | 7015 | Galvanised Steel soffit cleat (Size 27x37x25x0.60mm) | each | 72.00 | 3.00 | 216.00
878 | 7020 | All drive screws ( for gypsum board) | 100 Nos | 10.00 | 58.00 | 580.00
878 | 7016 | Joint filler | kilogram | 22.81 | 26.00 | 593.06
878 | 7017 | Joint finisher | kilogram | 34.21 | 23.00 | 786.83
878 | 7018 | Joint tape roll | roll | 1.27 | 100.00 | 127.00
878 | 7021 | Primer ( for gypsum board) | litre | 18.66 | 85.00 | 1586.10
878 | 7388 | Dash hold fastener 12.5 mm dia, 40 mm long with 6 mm dia bolt | each | 72.00 | 11.00 | 792.00
878 | 9999 | Sundries like rawl plug scaffolding etc | L.S. | 807.30 | 2.00 | 1614.60
878 | 9977 | Carriage of material etc. | L.S. | 447.20 | 2.00 | 894.40
878 |  | LABOUR :-
878 | 0112 | Carpenter 2nd class | day | 31.104 | 679.00 | 21119.62
878 | 0114 | Beldar | day | 31.104 | 558.00 | 17356.03
878 | 0131 | Painter | day | 10.37 | 679.00 | 7041.23
878 | TOTAL |  |  |  |  | 114368.15 W
878 | Add 1 % Water charges on "W" |  |  |  |  | 1143.68
878 | TOTAL |  |  |  |  | 115511.83 X
878 |  | Add GST on "X" (multiplying
878 |  | factor 0.1405) 16229.41
878 | TOTAL |  |  |  |  | 131741.24 Y
878 | Add 15% CPOH on "Y" |  |  |  |  | 19761.19
878 | TOTAL |  |  |  |  | 151502.43 | Z
878 | Add Cess @ 1% on "Z" |  |  |  |  | 1515.02
878 | Cost of 103.68 sqm. |  |  |  |  | 153017.45
878 | Cost of 1 Sqm. |  |  |  |  | 1475.86
878 | Say |  |  |  |  | 1475.85
878 | 12.46 | Providing and fixing to the inlet mouth of rain water pipe PTMT (an Engineering Thermoplastic) grating square (Slit) 150 mm square with a height of 8 mm and weighing not less than 100 gms. Details of cost for 1 grating MATERIAL
878 | 7857 | P.T.M.T. Grating square slit 150mm | each | 1.00 | 66.75 | 66.75
878 | 9977 | Carriage of material and fixing charges | L.S. | 4.16 | 2.00 | 8.32
878 | TOTAL |  |  |  |  | 75.07 W
878 | Add 1 % Water charges on "W" |  |  |  |  | 0.75
878 | TOTAL |  |  |  |  | 75.82 X
878 |  | Add GST on "X" (multiplying
878 |  | factor 0.1405) 10.65
878 | TOTAL |  |  |  |  | 86.47 Y
878 | Add 15% CPOH on "Y" |  |  |  |  | 12.97
878 | TOTAL |  |  |  |  | 99.44 | Z
878 | Add Cess @ 1% on "Z" |  |  |  |  | 0.99
878 | Cost of each grating |  |  |  |  | 100.44
878 | Say |  |  |  |  | 100.45
879 | 12.47 | Providing & fixing UV stabilised fiberglass reinforced plastic sheet roofing up to any pitch, including fixing with polymer coated 'J' or 'L' hooks, bolts & nuts 8mm dia. G.I plain/bitumen washers complete but excluding the cost of purlins, rafters, trusses etc. The sheets shall be manufactured out of 2400 TEX panel rovigs incorporating minimum 0.3% ultra-violet stabiliser in resin system under approximately 2400 psi and hot cured. They shall be of uniform pigmentation and thickness without air pockets and shall conform to IS 10192 and IS 12866.The sheets shall be opaque or translucent, clear or pigmented, textured or smooth as specified.
879 | 12.47.1 | 2 mm thick corrugated (2.5" or 4.2" or 6") or step-down (2" or 3" or 6" ) as specified Details of cost for area of roof. 2x18.09x5.1 = 184.518 sqm. MATERIAL
879 | 8668 | UV stabilised 2 mm thick corrugated FRP sheet | sqm | 240.408 | 485.00 | 116597.88
879 | 9977 | Carriage of sheet | L.S. | 104.00 | 2.00 | 208.00
879 |  | G.I.Seam bolts and nuts 60cm centre
879 |  | to centre zig-zag i.e. 30cm centre to
879 |  | centre straight Breadth is 5.1metre
879 |  | No. of bolts in one lap 5.1/0.3 =17 nos.
879 |  | 2x26(laps)x17 nos. = 884 nos.
879 | 1022 | Galvanised steel bolts & nuts 6 mm dia and 25 mmlong round head with slots | 10 Nos | 88.40 | 38.00 | 3359.20
879 |  | G.I.,J or L hooks 8mm dia.
879 |  | (No. of purlins to be used 5 on either
879 |  | side)2x5x27
879 |  | (No. of sheets)x23 nos. of bolts in each
879 |  | sheet = 810 nos.
879 | 1023 | Galvanised steel J or L hooks 8 mm dia | 10 Nos | 81.00 | 120.00 | 9720.00
879 | 1207 | G.I. Limpet washer | 100 Nos | 16.94 | 21.00 | 355.74
879 |  | (total of seam and J bolts)
879 |  | 884+810= 1694
879 | 1208 | Bitumen washer | 100 Nos | 16.94 | 30.00 | 508.20
879 | 9977 | Carriage of bolts and washers | L.S. | 26.91 | 2.00 | 53.82
879 | 9999 | Sundries | L.S. | 53.82 | 2.00 | 107.64
879 |  | LABOUR
879 | 0130 | Mistry | day | 1.30 | 738.00 | 959.40
879 | 0112 | Carpenter 2nd class | day | 15.50 | 679.00 | 10524.50
879 | 0114 | Beldar | day | 15.50 | 558.00 | 8649.00
879 | TOTAL |  |  |  |  | 151043.38 W
879 | Add 1 % Water charges on "W" |  |  |  |  | 1510.43
879 | TOTAL |  |  |  |  | 152553.81 X
879 |  | Add GST on "X" (multiplying
879 |  | factor 0.1405) 21433.81
879 | TOTAL |  |  |  |  | 173987.62 Y
879 | Add 15% CPOH on "Y" |  |  |  |  | 26098.14
879 | TOTAL |  |  |  |  | 200085.77 | Z
879 | Add Cess @ 1% on "Z" |  |  |  |  | 2000.86
879 | Cost of 184.518 Sqm. |  |  |  |  | 202086.63
879 | Cost of 1 Sqm. |  |  |  |  | 1095.21
879 | Say |  |  |  |  | 1095.20
880 | 12.47.2 | 2 mm thick flat Details of cost for area of roof. 2x18.09x5.1 = 184.518 sqm. MATERIAL
880 | 8667 | UV stabilised 2 mm thick plain FRP sheet | sqm | 240.408 | 430.00 | 103375.44
880 | 9977 | Carriage of sheet | L.S. | 104.00 | 2.00 | 208.00
880 |  | G.I.Seam bolts and nuts 60cm centre
880 |  | to centre zig-zag i.e. 30cm centre to
880 |  | centre straight Breadth is 5.1metre
880 |  | No. of bolts in one lap 5.1/0.3 =17 nos.
880 |  | 2x26(laps)x17 nos. = 884 nos.
880 | 1022 | Galvanised steel bolts & nuts 6 mm dia and 25 mmlong round head with slots | 10 Nos | 88.40 | 38.00 | 3359.20
880 |  | G.I.,J or L hooks 8mm dia.
880 |  | (No. of purlins to be used 5 on either
880 |  | side)2x5x27
880 |  | (No. of sheets)x23 nos. of bolts in
880 |  | each sheet = 810 nos.
880 | 1023 | Galvanised steel J or L hooks 8 mm dia | 10 Nos | 81.00 | 120.00 | 9720.00
880 | 1207 | G.I. Limpet washer | 100 Nos | 16.94 | 21.00 | 355.74
880 |  | (total of seam and J bolts)
880 |  | 884+810= 1694
880 | 1208 | Bitumen washer | 100 Nos | 16.94 | 30.00 | 508.20
880 | 9977 | Carriage of bolts and washers | L.S. | 26.91 | 2.00 | 53.82
880 | 9999 | Sundries | L.S. | 53.82 | 2.00 | 107.64
880 |  | LABOUR
880 | 0130 | Mistry | day | 1.30 | 738.00 | 959.40
880 | 0112 | Carpenter 2nd class | day | 15.50 | 679.00 | 10524.50
880 | 0114 | Beldar | day | 15.50 | 558.00 | 8649.00
880 | TOTAL |  |  |  |  | 137820.94 W
880 | Add 1 % Water charges on "W" |  |  |  |  | 1378.21
880 | TOTAL |  |  |  |  | 139199.15 X
880 |  | Add GST on "X" (multiplying
880 |  | factor 0.1405) 19557.48
880 | TOTAL |  |  |  |  | 158756.63 Y
880 | Add 15% CPOH on "Y" |  |  |  |  | 23813.49
880 | TOTAL |  |  |  |  | 182570.12 | Z
880 | Add Cess @ 1% on "Z" |  |  |  |  | 1825.70
880 | Cost of 184.518 Sqm. |  |  |  |  | 184395.83
880 | Cost of 1 Sqm. |  |  |  |  | 999.34
880 | Say |  |  |  |  | 999.35
880 | 12.48 | Providing & fixing on roof pressed clay tile (Mangalore tile) of 20 mm nominal thickness and of approved size and as per approved pattern on steel frame work complete (steel frame work to be paid separately). Details of cost for 10 sqm MATERIAL
880 | 8670 | Mangalore tiles 20 mm thick | each | 160.00 | 8.00 | 1280.00
881 | 2207 | Carriage of Brick tiles | 1000 Nos | 0.16 | 166.03 | 26.56
881 |  | LABOUR
881 | 0123 | Mason (brick layer) 1st class | day | 0.30 | 738.00 | 221.40
881 | 0114 | Beldar | day | 1.56 | 558.00 | 870.48
881 | 9999 | Sundries | L.S. | 13.00 | 2.00 | 26.00
881 | TOTAL |  |  |  |  | 2424.44 W
881 | Add 1 % Water charges on "W" |  |  |  |  | 24.24
881 | TOTAL |  |  |  |  | 2448.69 X
881 |  | Add GST on "X" (multiplying
881 |  | factor 0.1405) 344.04
881 | TOTAL |  |  |  |  | 2792.73 Y
881 | Add 15% CPOH on "Y" |  |  |  |  | 418.91
881 | TOTAL |  |  |  |  | 3211.64 | Z
881 | Add Cess @ 1% on "Z" |  |  |  |  | 32.12
881 | Cost of 10 sqm |  |  |  |  | 3243.76
881 | Cost of 1 sqm |  |  |  |  | 324.38
881 | Say |  |  |  |  | 324.40
881 | 12.49 | Providing & laying on roof pressed clay tile ridge (Mangalore tile) of 20mm thickness and of approved pattern on steel frame work complete (steel frame work to be paid separately). Details of cost for 3.60 metre MATERIAL
881 | 8669 | Mangalore ridge tiles 20 mm thick | each | 12.00 | 8.00 | 96.00
881 | 2207 | Carriage of Brick tiles | 1000 Nos | 0.012 | 166.03 | 1.99
881 |  | LABOUR
881 | 0123 | Mason (brick layer) 1st class | day | 0.01 | 738.00 | 7.38
881 | 0114 | Beldar | day | 0.15 | 558.00 | 83.70
881 | 9999 | Sundries | L.S. | 2.60 | 2.00 | 5.20
881 | TOTAL |  |  |  |  | 194.27 W
881 | Add 1 % Water charges on "W" |  |  |  |  | 1.94
881 | TOTAL |  |  |  |  | 196.22 X
881 |  | Add GST on "X" (multiplying
881 |  | factor 0.1405) 27.57
881 | TOTAL |  |  |  |  | 223.78 Y
881 | Add 15% CPOH on "Y" |  |  |  |  | 33.57
881 | TOTAL |  |  |  |  | 257.35 | Z
881 | Add Cess @ 1% on "Z" |  |  |  |  | 2.57
881 | Cost of 3.60 metre |  |  |  |  | 259.92
881 |  | Cost for 1 metre 72.20
881 | Say |  |  |  |  | 72.20
881 | 12.50 | Providing and fixing precoated galvanised iron profile sheets (size, shape and pitch of corrugation as approved by Engineer-in-charge) 0.50 mm (+ 0.05 %) total coated thickness with zinc coating 120 grams per sqm as per IS: 277, in 240 mpa steel grade, 5-7 microns epoxy primer on both side of the sheet and polyester top coat 15-18 microns. Sheet should have protective guard film of 25 microns minimum to avoid scratches during transportation and should be supplied in single length upto 12
882 |  | metre or as desired by Engineer-in-charge. The sheet shall be fixed using self drilling
882 |  | /self tapping screws of size (5.5x 55 mm) with EPDM seal, complete upto any pitch in
882 |  | horizontal/ vertical or curved surfaces, excluding the cost of purlins, rafters and trusses
882 |  | and including cutting to size and shape wherever required.
882 |  | Details of cost of 216.14 sqm.
882 |  | Consider a shed of 20x10 metres.
882 |  | (External dimensions of plinth).
882 |  | Area of roof-
882 |  | 20.2x10.70m = 216.14 sqm.
882 |  | MATERIAL
882 |  | Sheets used = 20 nos.x10.70mx
882 |  | 1.06m = 226.84sqm
882 |  | Add 3% wastage = 6.81
882 |  | Total = 233.65sqm.
882 | 8671 | Precoated galvanised iron profile sheet 0.50 mm TCT | sqm | 233.65 | 350.00 | 81777.50
882 | 9977 | Carriage of sheets | L.S. | 104.00 | 2.00 | 208.00
882 | 1023 | Galvanised steel J or L hooks 8 mm dia | 10 Nos | 47.60 | 120.00 | 5712.00
882 | 1208 | Bitumen washer | 100 Nos | 4.76 | 30.00 | 142.80
882 | 1209 | G.I. plain washer thick | 100 Nos | 4.76 | 35.00 | 166.60
882 | 9977 | Carriage of bolts and nuts, washers etc. | L.S. | 8.06 | 2.00 | 16.12
882 | 9999 | Sundries | L.S. | 39.52 | 2.00 | 79.04
882 |  | LABOUR
882 | 0130 | Mistry | day | 2.34 | 738.00 | 1726.92
882 | 0112 | Carpenter 2nd class | day | 9.34 | 679.00 | 6341.86
882 | 0114 | Beldar | day | 9.34 | 558.00 | 5211.72
882 | TOTAL |  |  |  |  | 101382.56 W
882 | Add 1 % Water charges on "W" |  |  |  |  | 1013.83
882 | TOTAL |  |  |  |  | 102396.39 X
882 |  | Add GST on "X" (multiplying
882 |  | factor 0.1405) 14386.69
882 | TOTAL |  |  |  |  | 116783.08 Y
882 | Add 15% CPOH on "Y" |  |  |  |  | 17517.46
882 | TOTAL |  |  |  |  | 134300.54 | Z
882 | Add Cess @ 1% on "Z" |  |  |  |  | 1343.01
882 | Cost of 216.14 sqm. |  |  |  |  | 135643.54
882 | Cost of 1.00 sqm. |  |  |  |  | 627.57
882 | Say |  |  |  |  | 627.55
882 | 12.51 | Providing and fixing precoated galvanised steel sheet roofing accessories 0.50 mm (+0.05 %) total coated thickness, Zinc coating 120 grams per sqm as per IS: 277, in 240 mpa steel grade, 5-7 microns epoxy primer on both side of the sheet and polyester top coat 15-18 microns using self drilling/ self tapping screws complete :
882 | 12.51.1 | Ridges plain (500 - 600mm) Detail of cost for 20.20 metre One piece plain ridges Consider a shed of 20x10m (external dimensions at plinth). Length of ridges 20.2 metre + 5% wastage = 23.11 metre.
883 |  | MATERIAL
883 | 8672 | Precoated galvanised steel plain ridges 0.50 mm TCT and 500 -600 mm wide | metre | 23.11 | 210.00 | 4853.10
883 | 9977 | Carriage (The ridge is to be fixed with
883 | the same hooks as the | Sheets) | L.S. | 13.52 | 2.00 | 27.04
883 | 9999 | Sundries | L.S. | 6.76 | 2.00 | 13.52
883 |  | LABOUR
883 | 0130 | Mistry | day | 0.14 | 738.00 | 103.32
883 | 0112 | Carpenter 2nd class | day | 0.55 | 679.00 | 373.45
883 | 0114 | Beldar | day | 1.64 | 558.00 | 915.12
883 | TOTAL |  |  |  |  | 6285.55 W
883 | Add 1 % Water charges on "W" |  |  |  |  | 62.86
883 | TOTAL |  |  |  |  | 6348.41 X
883 |  | Add GST on "X" (multiplying
883 |  | factor 0.1405) 891.95
883 | TOTAL |  |  |  |  | 7240.36 Y
883 | Add 15% CPOH on "Y" |  |  |  |  | 1086.05
883 | TOTAL |  |  |  |  | 8326.41 | Z
883 | Add Cess @ 1% on "Z" |  |  |  |  | 83.26
883 | Cost of 20.20 metre |  |  |  |  | 8409.67
883 | Cost of 1.00 metre |  |  |  |  | 416.32
883 | Say |  |  |  |  | 416.30
883 | 12.51.2 | Flashings/ Aprons.( Upto 600 mm) Details for shed of 20.2 metres completed length MATERIAL
883 | 8673 | Precoated galvanised steel flashings/ aprons 0.50mm TCT and wide upto 600 mm | metre | 23.11 | 210.00 | 4853.10
883 |  | 20.20 + 5% wastage = 23.11 metre
883 | 9977 | Carriage of appron pieces. (The appron pieces are to be fixed with the same hooks as the sheets) | L.S. | 3.25 | 2.00 | 6.50
883 | 9999 | Sundries | L.S. | 3.25 | 2.00 | 6.50
883 |  | LABOUR
883 | 0130 | Mistry | day | 0.07 | 738.00 | 51.66
883 | 0112 | Carpenter 2nd class | day | 0.28 | 679.00 | 190.12
883 | 0114 | Beldar | day | 0.82 | 558.00 | 457.56
883 | TOTAL |  |  |  |  | 5565.44 W
883 | Add 1 % Water charges on "W" |  |  |  |  | 55.65
883 | TOTAL |  |  |  |  | 5621.09 X
883 |  | Add GST on "X" (multiplying
883 |  | factor 0.1405) 789.76
883 | TOTAL |  |  |  |  | 6410.86 Y
883 | Add 15% CPOH on "Y" |  |  |  |  | 961.63
883 | TOTAL |  |  |  |  | 7372.49 | Z
883 | Add Cess @ 1% on "Z" |  |  |  |  | 73.72
883 | Cost of 20.20 metre |  |  |  |  | 7446.21
883 | Cost of 1.00 metre |  |  |  |  | 368.62
883 | Say |  |  |  |  | 368.60
884 | 12.51.3 | North light curves Details of North light curve 20.20 metres long complete length MATERIAL
884 | 8675 | Precoated galvanised steel north light curves | metre | 23.11 | 230.00 | 5315.30
884 |  | 20.20 + 5% wastage = 23.11 metre
884 | 1023 | Galvanised steel J or L hooks 8 mm dia | 10 Nos | 4.00 | 120.00 | 480.00
884 | 1209 | G.I. plain washer thick | 100 Nos | 0.40 | 35.00 | 14.00
884 | 1208 | Bitumen washer | 100 Nos | 0.40 | 30.00 | 12.00
884 | 9977 | Carriage of hooks, nuts, washers and curves | L.S. | 9.88 | 2.00 | 19.76
884 | 9999 | Sundries | L.S. | 6.24 | 2.00 | 12.48
884 |  | LABOUR
884 | 0130 | Mistry | day | 0.10 | 738.00 | 73.80
884 | 0112 | Carpenter 2nd class | day | 0.30 | 679.00 | 203.70
884 | 0114 | Beldar | day | 1.00 | 558.00 | 558.00
884 | TOTAL |  |  |  |  | 6689.04 W
884 | Add 1 % Water charges on "W" |  |  |  |  | 66.89
884 | TOTAL |  |  |  |  | 6755.93 X
884 |  | Add GST on "X" (multiplying
884 |  | factor 0.1405) 949.21
884 | TOTAL |  |  |  |  | 7705.14 Y
884 | Add 15% CPOH on "Y" |  |  |  |  | 1155.77
884 | TOTAL |  |  |  |  | 8860.91 | Z
884 | Add Cess @ 1% on "Z" |  |  |  |  | 88.61
884 | Cost of 20.20 metre |  |  |  |  | 8949.52
884 | Cost of 1.00 metre |  |  |  |  | 443.05
884 | Say |  |  |  |  | 443.05
884 | 12.51.4 | Barge board (Upto 300 mm) Details of cost for 8.23 metres Completed length of barge boards = 8.23 + 5% wastage = 8.64 metre MATERIAL
884 | 8676 | Precoated galvanised steel barge board | metre | 8.64 | 215.00 | 1857.60
884 | 0222 | Seam bolts and nuts 6 mm dia and 25 mm long | 10 Nos | 0.50 | 10.00 | 5.00
884 | 1211 | G.I. plain washer for seam bolts | 100 Nos | 0.10 | 32.00 | 3.20
884 | 1208 | Bitumen washer | 100 Nos | 0.05 | 30.00 | 1.50
884 | 9977 | Carriage of barge boards, bolts, nuts and washers | L.S. | 9.36 | 2.00 | 16.19
884 | 9999 | Sundries | L.S. | 6.76 | 2.00 | 11.69
884 |  | LABOUR
884 | 0130 | Mistry | day | 0.04 | 738.00 | 29.52
884 | 0112 | Carpenter 2nd class | day | 0.06 | 679.00 | 40.74
885 | 0114 | Beldar | day | 0.40 | 558.00 | 223.20
885 | TOTAL |  |  |  |  | 2188.64 W
885 | Add 1 % Water charges on "W" |  |  |  |  | 21.89
885 | TOTAL |  |  |  |  | 2210.53 X
885 |  | Add GST on "X" (multiplying
885 |  | factor 0.1405) 310.58
885 | TOTAL |  |  |  |  | 2521.11 Y
885 | Add 15% CPOH on "Y" |  |  |  |  | 378.17
885 | TOTAL |  |  |  |  | 2899.27 | Z
885 | Add Cess @ 1% on "Z" |  |  |  |  | 28.99
885 | Cost of 8.23 metre |  |  |  |  | 2928.26
885 | Cost of 1.00 metre |  |  |  |  | 355.80
885 | Say |  |  |  |  | 355.80
885 | 12.51.5 | Crimp curve Details of crimp curve 20.2 metres long complete length, Area 20.20 x 1.06 =21.412 sqm MATERIAL
885 | 8677 | Precoated galvanised steel crimp curve | sqm | 22.483 | 230.00 | 5171.09
885 | 1023 | Galvanised steel J or L hooks 8 mm dia | 10 Nos | 4.00 | 120.00 | 480.00
885 | 1209 | G.I. plain washer thick | 100 Nos | 0.40 | 35.00 | 14.00
885 | 1208 | Bitumen washer | 100 Nos | 0.40 | 30.00 | 12.00
885 | 9977 | Carriage of hooks, nuts, washers and curves | L.S. | 9.88 | 2.00 | 19.76
885 | 9999 | Sundries | L.S. | 6.24 | 2.00 | 12.48
885 |  | LABOUR
885 | 0130 | Mistry | day | 0.10 | 738.00 | 73.80
885 | 0112 | Carpenter 2nd class | day | 0.30 | 679.00 | 203.70
885 | 0114 | Beldar | day | 1.00 | 558.00 | 558.00
885 | TOTAL |  |  |  |  | 6544.83 W
885 | Add 1 % Water charges on "W" |  |  |  |  | 65.45
885 | TOTAL |  |  |  |  | 6610.28 X
885 |  | Add GST on "X" (multiplying
885 |  | factor 0.1405) 928.74
885 | TOTAL |  |  |  |  | 7539.02 Y
885 | Add 15% CPOH on "Y" |  |  |  |  | 1130.85
885 | TOTAL |  |  |  |  | 8669.88 | Z
885 | Add Cess @ 1% on "Z" |  |  |  |  | 86.70
885 | Cost of 21.412 sqm |  |  |  |  | 8756.57
885 | Cost of 1.00 sqm |  |  |  |  | 408.96
885 | Say |  |  |  |  | 408.95
885 | 12.51.6 | Gutter (600 mm over all girth) Detail of cost of 10 metre 0.63mm thick with zinc coating not less than 275gm/sqm
886 |  | Consider a length of 10.00m
886 |  | Sheet used = 10x1.06m x 0.60 =
886 |  | 6.36 sqm.
886 |  | Total = 6.36 metre
886 | 8674 | Precoated galvanised steel gutter | metre | 10.00 | 420.00 | 4200.00
886 | 9977 | Carriage of gutter | L.S. | 1.04 | 2.00 | 2.08
886 | 1008 | Flats upto 10 mm in thickness | quintal | 0.0749 | 4500.00 | 337.05
886 | 1022 | Galvanised steel bolts & nuts 6 mm dia and 25 mmlong round head with slots | 10 Nos | 2.00 | 38.00 | 76.00
886 | 1024 | Galvanised steel bolts & nuts 10 mm dia and 125 mm long round head with slots | each | 30.00 | 9.00 | 270.00
886 | 1210 | G.I. plain washer thin | 100 Nos | 0.70 | 21.00 | 14.70
886 | 1208 | Bitumen washer | 100 Nos | 0.40 | 30.00 | 12.00
886 | 9977 | Carriage of G.I. seam bolts and washers | L.S. | 2.73 | 2.00 | 5.46
886 | 9999 | Sundries | L.S. | 5.33 | 2.00 | 10.66
886 |  | LABOUR
886 | 0102 | Blacksmith 1st class | day | 0.50 | 738.00 | 369.00
886 | 0114 | Beldar | day | 0.50 | 558.00 | 279.00
886 | 9999 | Sundries | L.S. | 12.61 | 2.00 | 25.22
886 | 0130 | Mistry | day | 0.28 | 738.00 | 206.64
886 | 0102 | Blacksmith 1st class | day | 0.84 | 738.00 | 619.92
886 | 0112 | Carpenter 2nd class | day | 0.62 | 679.00 | 420.98
886 | 0114 | Beldar | day | 1.68 | 558.00 | 937.44
886 | TOTAL |  |  |  |  | 7786.15 W
886 | Add 1 % Water charges on "W" |  |  |  |  | 77.86
886 | TOTAL |  |  |  |  | 7864.01 X
886 |  | Add GST on "X" (multiplying
886 |  | factor 0.1405) 1104.89
886 | TOTAL |  |  |  |  | 8968.91 Y
886 | Add 15% CPOH on "Y" |  |  |  |  | 1345.34
886 | TOTAL |  |  |  |  | 10314.24 | Z
886 | Add Cess @ 1% on "Z" |  |  |  |  | 103.14
886 | Cost of 10.00 metres |  |  |  |  | 10417.38
886 | Cost of 1.00 metre |  |  |  |  | 1041.74
886 | Say |  |  |  |  | 1041.75
886 | 12.52 | Providing and fixing tiled false ceiling of specified materials of size 595x595 mm in true horizontal level, suspended on inter locking metal grid of hot dipped galvanized steel sections ( galvanized @ 120 grams/ sqm, both side inclusive) consisting of main "T" runner with suitably spaced joints to get required length and of size 24x38 mm made from 0.30 mm thick (minimum) sheet, spaced at 1200 mm center to center and cross "T" of size 24x25 mm made of 0.30 mm thick (minimum) sheet, 1200 mm long spaced between main "T" at 600 mm center to center to form a grid of 1200x600 mm and secondary cross "T" of length 600 mm and size 24x25 mm made of 0.30 mm thick (minimum) sheet to be interlocked at middle of the 1200x600 mm panel to form grids of 600x600 mm and wall angle of size 24x24x0.3 mm and laying false ceiling tiles of approved texture in the grid including, required cutting/making, opening for services like diffusers, grills, light fittings, fixtures, smoke detectors etc. Main "T" runners to be suspended from ceiling using GI slotted cleats of size 27 x 37 x 25 x1.6 mm fixed to ceiling with 12.5 mm dia and 50 mm long dash fasteners, 4 mm GI
887 |  | adjustable rods with galvanised butterfly level clips of size 85 x 30 x 0.8 mm spaced at
887 |  | 1200 mm center to center along main T, bottom exposed width of 24 mm of all T-
887 |  | sections shall be pre-painted with polyester paint, all complete for all heights as per
887 |  | specifications, drawings and as directed by Engineer-in-charge.
887 | 12.52.1 | GI Metal Ceiling | Lay in plain Tegular edge |  | Global white color tiles of size 595x595
887 |  | mm, and 0.5 mm thick with 8 mm drop; made of G I sheet having galvanizing of 100
887 |  | gms/sqm (both sides inclusive) and electro statically polyester powder coated of
887 |  | thickness 60 microns (minimum), including factory painted after bending.
887 |  | Details of cost for 100 sqm.
887 |  | MATERIAL
887 |  | Celling Area =100 sqm
887 |  | Add wastage @ 5% = 0.05 sqm.
887 |  | Total=100.05 sqm
887 | 8599 | GI Metal Tile Lay-in Plain Tegular edge global white color tiles of Size 595x595mm and 0.5 mm thick | sqm | 105.00 | 612.00 | 64260.00
887 | 8611 | Main T ceiling sections 24x38x0.3 mm (3 metre long) | each | 29.50 | 115.00 | 3392.50
887 |  | Including Wastage @ 10%
887 | 8612 | Perimeter wall angle 24x24x0.3mm (3 metre long) | each | 13.50 | 80.00 | 1080.00
887 |  | Including Wastage @ 10%
887 | 8613 | Intermediate cross T-section 24x25x 0.3mm (1.2 mtrs long) | each | 147.00 | 35.00 | 5145.00
887 |  | Including Wastage @ 10% on Grid for
887 |  | cut outs
887 | 8614 | Intermediate cross T-section 24x25x 0.3mm (0.6 mtrs long) | each | 147.00 | 17.00 | 2499.00
887 |  | Including Wastage @ 10% on Grid for
887 |  | cut outs
887 | 8615 | Hanger rod 4 mm thick | each | 72.00 | 8.00 | 576.00
887 | 8616 | Adjustment clip 85x30x0.8mm | each | 72.00 | 5.00 | 360.00
887 | 8617 | Soffit cleat (Size 27x37x25x1.60mm) | each | 72.00 | 4.00 | 288.00
887 | 7388 | Dash hold fastener 12.5 mm dia, 40 mm long with 6 mm dia bolt | each | 72.00 | 11.00 | 792.00
887 | 9999 | Sundries i.e. scaffolding etc. | L.S. | 187.95 | 2.00 | 375.90
887 | 9977 | Carriage of materials etc. | L.S. | 89.28 | 2.00 | 178.56
887 |  | LABOUR
887 | 0111 | Carpenter 1st class | day | 28.00 | 738.00 | 20664.00
887 | 0114 | Beldar | day | 23.00 | 558.00 | 12834.00
887 | TOTAL |  |  |  |  | 112444.96 W
887 | Add 1 % Water charges on "W" |  |  |  |  | 1124.45
887 | TOTAL |  |  |  |  | 113569.41 X
887 |  | Add GST on "X" (multiplying
887 |  | factor 0.1405) 15956.50
887 | TOTAL |  |  |  |  | 129525.91 Y
887 | Add 15% CPOH on "Y" |  |  |  |  | 19428.89
887 | TOTAL |  |  |  |  | 148954.80 | Z
887 | Add Cess @ 1% on "Z" |  |  |  |  | 1489.55
887 | Cost of 100 sqm. |  |  |  |  | 150444.35
887 | Cost of 1 sqm. |  |  |  |  | 1504.44
887 | Say |  |  |  |  | 1504.45
888 | 12.52.2 | GI Metal Ceiling Lay in perforated Tegular edge global white color tiles of size 595x595 mm and 0.5 mm thick with 8 mm drop; made of GI sheet having galvanizing of 100 gms/sqm (both sides inclusive) and 20% perforation area with 1.8 mm dia holes and having NRC (Noise Reduction Coefficient ) of 0.5, electro statically polyester powder coated of thickness 60 microns (minimum), including factory painted after bending and perforation, and backed with a black Glass fiber acoustical fleece. Details of cost for 100 sqm. MATERIAL Celling Area =100 sqm Add wastage @ 5% = 0.05 sqm. Total=100.05 sqm
888 | 8600 | GI Metal Tile Lay-in Perforated Tegular edge global white color tiles of Size 595x595mm and 0.5 mm thick | sqm | 105.00 | 715.00 | 75075.00
888 | 8611 | Main T ceiling sections 24x38x0.3 mm (3 metre long) | each | 29.50 | 115.00 | 3392.50
888 |  | Including Wastage @ 10%
888 | 8612 | Perimeter wall angle 24x24x0.3mm (3 metre long) | each | 13.50 | 80.00 | 1080.00
888 |  | Including Wastage @ 10%
888 | 8613 | Intermediate cross T-section 24x25x0.3mm (1.2 mtrs long) | each | 147.00 | 35.00 | 5145.00
888 |  | Including Wastage @ 10% on Grid
888 |  | for cut outs
888 | 8614 | Intermediate cross T-section 24x25x 0.3mm (0.6 mtrs long) | each | 147.00 | 17.00 | 2499.00
888 |  | Including Wastage @ 10% on Grid for
888 |  | cut outs
888 | 8615 | Hanger rod 4 mm thick | each | 72.00 | 8.00 | 576.00
888 | 8616 | Adjustment clip 85x30x0.8mm | each | 72.00 | 5.00 | 360.00
888 | 8617 | Soffit cleat (Size 27x37x25x1.60mm) | each | 72.00 | 4.00 | 288.00
888 | 7388 | Dash hold fastener 12.5 mm dia, 40 mm long with 6 mm dia bolt | each | 72.00 | 11.00 | 792.00
888 | 9999 | Sundries i.e. scaffolding etc. | L.S. | 187.95 | 2.00 | 375.90
888 | 9977 | Carriage of materials etc. | L.S. | 89.28 | 2.00 | 178.56
888 |  | LABOUR
888 | 0111 | Carpenter 1st class | day | 28.00 | 738.00 | 20664.00
888 | 0114 | Beldar | day | 23.00 | 558.00 | 12834.00
888 | TOTAL |  |  |  |  | 123259.96 W
888 | Add 1 % Water charges on "W" |  |  |  |  | 1232.60
888 | TOTAL |  |  |  |  | 124492.56 X
888 |  | Add GST on "X" (multiplying
888 |  | factor 0.1405) 17491.20
888 | TOTAL |  |  |  |  | 141983.76 Y
888 | Add 15% CPOH on "Y" |  |  |  |  | 21297.56
888 | TOTAL |  |  |  |  | 163281.33 | Z
888 | Add Cess @ 1% on "Z" |  |  |  |  | 1632.81
888 | Cost of 100 sqm. |  |  |  |  | 164914.14
888 | Cost of 1 sqm. |  |  |  |  | 1649.14
888 | Say |  |  |  |  | 1649.15
889 | 12.52.3 | 12.5 mm thick square edge PVC Laminated Gypsum Tile of size 595x595 mm, made of Gypsum plasterboard, manufactured from natural gypsum as per IS 2095 part I and laminated with white 0.16mm thick fire retardant PVC film on the face side and 12micron metalized polyester on the back side with all edges sealed with the face side PVC film which goes around and wraps the edges and is bonded to the edges and the back side metalized polyester film so as to make the tile a completely sealed unit. Details of cost for 100 sqm. MATERIAL Celling Area =100 sqm Add wastage @ 5% = 0.05 sqm. Total=100.05 sqm
889 | 8601 | PVC Laminated Gypsum Tiles (Square edge) of Size 595x595 mm and 12.5 mm thick | sqm | 105.00 | 880.00 | 92400.00
889 | 8611 | Main T ceiling sections 24x38x0.3 mm (3 metre long) | each | 29.50 | 115.00 | 3392.50
889 |  | Including Wastage @ 10%
889 | 8612 | Perimeter wall angle 24x24x0.3mm (3 metre long) | each | 13.50 | 80.00 | 1080.00
889 |  | Including Wastage @ 10%
889 | 8613 | Intermediate cross T-section 24x25x0.3mm (1.2 mtrs long) | each | 147.00 | 35.00 | 5145.00
889 |  | Including Wastage @ 10% on Grid for
889 |  | cut outs
889 | 8614 | Intermediate cross T-section 24x25x0.3mm (0.6 mtrs long) | each | 147.00 | 17.00 | 2499.00
889 |  | Including Wastage @ 10% on Grid for
889 |  | cut outs
889 | 8615 | Hanger rod 4 mm thick | each | 72.00 | 8.00 | 576.00
889 | 8616 | Adjustment clip 85x30x0.8mm | each | 72.00 | 5.00 | 360.00
889 | 8617 | Soffit cleat (Size 27x37x25x1.60mm) | each | 72.00 | 4.00 | 288.00
889 | 7388 | Dash hold fastener 12.5 mm dia, 40 mm long with 6 mm dia bolt | each | 72.00 | 11.00 | 792.00
889 | 9999 | Sundries i.e. scaffolding etc. | L.S. | 187.95 | 2.00 | 375.90
889 | 9977 | Carriage of materials etc. | L.S. | 89.28 | 2.00 | 178.56
889 |  | LABOUR
889 | 0111 | Carpenter 1st class | day | 28.00 | 738.00 | 20664.00
889 | 0114 | Beldar | day | 23.00 | 558.00 | 12834.00
889 | TOTAL |  |  |  |  | 140584.96 W
889 | Add 1 % Water charges on "W" |  |  |  |  | 1405.85
889 | TOTAL |  |  |  |  | 141990.81 X
889 |  | Add GST on "X" (multiplying
889 |  | factor 0.1405) 19949.71
889 | TOTAL |  |  |  |  | 161940.52 Y
889 | Add 15% CPOH on "Y" |  |  |  |  | 24291.08
889 | TOTAL |  |  |  |  | 186231.60 | Z
889 | Add Cess @ 1% on "Z" |  |  |  |  | 1862.32
889 | Cost of 100 sqm. |  |  |  |  | 188093.91
889 | Cost of 1 sqm. |  |  |  |  | 1880.94
889 | Say |  |  |  |  | 1880.95
890 | 12.52.4 | 12.5 mm thick fully Perforated Gypsum Board tile made from plasterboard having glass fibre conforming to IS: 2095 part I, of size 595x595 mm, having perforation of 9.7x9.7 mm at 19.4 mm c/c with center borders of 48 mm and the side borders of 30 mm, backed with non woven tissue on the back side, having an NRC (Noise Reduction Coefficient) of 0.79, with 50 mm resin bonded glass wool backing. Details of cost for 100 sqm. MATERIAL Celling Area =100 sqm Add wastage @ 5% = 0.05 sqm. Total=100.05 sqm
890 | 8602 | Gypsum Tiles Fully Perforated Square edge of Size 595x595 mm and 12.5 mm thick | sqm | 105.00 | 375.00 | 39375.00
890 | 8611 | Main T ceiling sections 24x38x0.3 mm (3 metre long) | each | 29.50 | 115.00 | 3392.50
890 |  | Including Wastage @ 10%
890 | 8612 | Perimeter wall angle 24x24x0.3mm (3 metre long) | each | 13.50 | 80.00 | 1080.00
890 |  | Including Wastage @ 10%
890 | 8613 | Intermediate cross T-section 24x25x0.3mm (1.2 mtrs long) | each | 147.00 | 35.00 | 5145.00
890 |  | Including Wastage @ 10% on Grid for
890 |  | cut outs
890 | 8614 | Intermediate cross T-section 24x25x0.3mm (0.6 mtrs long) | each | 147.00 | 17.00 | 2499.00
890 |  | Including Wastage @ 10% on Grid for
890 |  | cut outs
890 | 8615 | Hanger rod 4 mm thick | each | 72.00 | 8.00 | 576.00
890 | 8616 | Adjustment clip 85x30x0.8mm | each | 72.00 | 5.00 | 360.00
890 | 8617 | Soffit cleat (Size 27x37x25x1.60mm) | each | 72.00 | 4.00 | 288.00
890 | 7388 | Dash hold fastener 12.5 mm dia, 40 mm long with 6 mm dia bolt | each | 72.00 | 11.00 | 792.00
890 | 9999 | Sundries i.e. scaffolding etc. | L.S. | 187.95 | 2.00 | 375.90
890 | 9977 | Carriage of materials etc. | L.S. | 89.28 | 2.00 | 178.56
890 |  | LABOUR
890 | 0111 | Carpenter 1st class | day | 28.00 | 738.00 | 20664.00
890 | 0114 | Beldar | day | 23.00 | 558.00 | 12834.00
890 | TOTAL |  |  |  |  | 87559.96 W
890 | Add 1 % Water charges on "W" |  |  |  |  | 875.60
890 | TOTAL |  |  |  |  | 88435.56 X
890 |  | Add GST on "X" (multiplying
890 |  | factor 0.1405) 12425.20
890 | TOTAL |  |  |  |  | 100860.76 Y
890 | Add 15% CPOH on "Y" |  |  |  |  | 15129.11
890 | TOTAL |  |  |  |  | 115989.87 | Z
890 | Add Cess @ 1% on "Z" |  |  |  |  | 1159.90
890 | Cost of 100 sqm. |  |  |  |  | 117149.77
890 | Cost of 1 sqm. |  |  |  |  | 1171.50
890 | Say |  |  |  |  | 1171.50
891 | 12.53 | Providing and Fixing 15 mm thick densified tegular edged eco friendly light weight calcium silicate false ceiling tiles of approved texture of size 595 x 595 mm in true horizontal level, suspended on inter locking metal grid of hot dipped galvanised steel sections (galvanising @ 120 grams per sqm including both side) consisting of main ‘T’ runner suitably spaced at joints to get required length and of size 24x38 mm made from 0.33 mm thick (minimum) sheet, spaced 1200 mm centre to centre, and cross “T” of size 24x28 mm made out of 0.33 mm (Minimum) sheet, 1200 mm long spaced between main’T’ at 600 mm centre to centre to form a grid of 1200x600 mm and secondary cross ‘T’ of length 600 mm and size 24 x28 mm made of 0.33 mm thick (Minimum) sheet to be inter locked at middle of the 1200x 600 mm panel to from grid of size 600x600 mm, resting on periphery walls /partitions on a Perimeter wall angle pre-coated steel of size(24x24X3000 mm made of 0.40 mm thick (minimum) sheet with the help of rawl plugs at 450 mm centre to centre with 25 mm long dry wall screws @ 230 mm interval and laying 15 mm thick densified edges calicum silicate ceiling tiles of approved texture in the grid, including, cutting/ making opening for services like diffusers, grills, light fittings, fixtures, smoke detectors etc., wherever required. Main ‘T’ runners to be suspended from ceiling using G.I. slotted cleats of size 25x35x1.6 mm fixed to ceiling with 12.5 mm dia and 50 mm long dash fasteners, 4 mm G.I. adjustable rods with galvanised steel level clips of size 85 x 30 x 0.8 mm, spaced at 1200 mm centre to centre along main ‘T’, bottom exposed with 24 mm of all Tsections shall be pre-painted with polyster baked paint, for all heights, as per specifications, drawings and as directed by Engineer-in-Charge. Details of cost for 100 sqm. MATERIAL
891 | 8589 | Calcium Silicate tegular edged celling tiles 495x495 mm and 15 mm thick | sqm | 105.00 | 685.00 | 71925.00
891 |  | Area = 100 sqm + Add 5% wastage =
891 |  | 5 sqm
891 |  | Total = 105 sqm
891 | 8590 | Galvanised Steel main Tee ceiling section Size 24x38x0.33mm (3.00 metre long) | each | 29.50 | 120.00 | 3540.00
891 | 8591 | Galvanised Steel perimeter wall Angle Size 24 x 24 x 0.40 mm (3.00 metre long) | each | 13.50 | 65.00 | 877.50
891 | 8592 | Galvanised Steel intermediate cross T section Size 24 x 25 x 0.33 mm (1.2 metre long) | each | 147.00 | 40.00 | 5880.00
891 | 8593 | Galvanised Steel intermediate cross T section Size 24 x 25 x 0.33. ( 0.6 metre long) | each | 147.00 | 20.00 | 2940.00
891 | 8615 | Hanger rod 4 mm thick | each | 72.00 | 8.00 | 576.00
891 | 8616 | Adjustment clip 85x30x0.8mm | each | 72.00 | 5.00 | 360.00
891 | 7388 | Dash hold fastener 12.5 mm dia, 40 mm long with 6 mm dia bolt | each | 72.00 | 11.00 | 792.00
891 | 8617 | Soffit cleat (Size 27x37x25x1.60mm) | each | 72.00 | 4.00 | 288.00
891 | 8595 | Wooden screws with plastic rawl plugs 35x8 mm | each | 100.00 | 1.00 | 100.00
891 | 9999 | scaffolding etc. | L.S. | 498.65 | 2.00 | 997.30
891 | 9977 | Carriage of materials etc. | L.S. | 237.48 | 2.00 | 474.96
891 | 9999 | Sundries | L.S. | 310.70 | 2.00 | 621.40
892 |  | LABOUR
892 | 0111 | Carpenter 1st class | day | 28.00 | 738.00 | 20664.00
892 | 0114 | Beldar | day | 23.00 | 558.00 | 12834.00
892 | TOTAL |  |  |  |  | 122870.16 W
892 | Add 1 % Water charges on "W" |  |  |  |  | 1228.70
892 | TOTAL |  |  |  |  | 124098.86 X
892 |  | Add GST on "X" (multiplying
892 |  | factor 0.1405) 17435.89
892 | TOTAL |  |  |  |  | 141534.75 Y
892 | Add 15% CPOH on "Y" |  |  |  |  | 21230.21
892 | TOTAL |  |  |  |  | 162764.96 | Z
892 | Add Cess @ 1% on "Z" |  |  |  |  | 1627.65
892 | Cost of 100 sqm. |  |  |  |  | 164392.61
892 | Cost of 1 sqm. |  |  |  |  | 1643.93
892 | Say |  |  |  |  | 1643.95
892 | 12.54 | Providing and fixing Gl Clip in Metal Ceiling System of 600x600 mm module which includes providing and fixing 'C' wall angle of size 20x30x20 mm made of 0.5 mm thick pre painted steel along the perimeter of the room with help of nylon sleeves and wooden screws at 300 mm center to centre, suspending the main C carrier of size 10x38x10 mm made of G.I steel 0.7 mm thick from the soffit with help of soffit cleat 37x27x25x1.6 mm, rawl plugs of size 38x12 mm and C carrier suspension clip and main carrier bracket at 1000 mm c/c. Inverted triangle shaped Spring Tee having height of 24 mm and width of 34 mm made of Gl steel 0.45 mm thick is then fixed to the main C carrier and in direction perpendicular to it at 600 mm centers with help of suspension brackets. Wherever the main C carrier and spring T have to join, C carrier and spring T connectors have to be used. All sections to be galvanized @ 120 gms/ sqm (both side inclusive), fixing with clip in tiles into spring T with :
892 | 12.54.1 | GI Metal Ceiling Clip in plain Beveled edge global white color tiles of size 600x600 and 0.5 mm thick with 25 mm height, made of G I sheet having galvanizing of 100 gms/ sqm (both sides inclusive) and electro statically polyester powder coated of thickness 60 microns (minimum), including factory painted after bending. Details of cost for 100 sqm. MATERIAL Celling Area =100 sqm Add wastage @ 5% = 5 sqm. Total=105 sqm
892 | 8597 | GI Metal Tile Clip in Plain Beveled edge global white colour tiles of size 600x600 mm and 0.5mm thick | sqm | 105.00 | 677.00 | 71085.00
892 | 8604 | Spring T-section 24x34x0.45 mm (3.00 meter long) | metre | 60.00 | 190.00 | 11400.00
892 |  | Including Wastage @ 10%
892 | 8605 | C Wall angle section 20x30x20x 0.50 mm (3.00 meter long) | metre | 27.70 | 95.00 | 2631.50
892 |  | Including Wastage @ 10%
892 | 8606 | Main C Carrier Size 10x38x10x0.70mm (3.00 meter long) | metre | 33.00 | 115.00 | 3795.00
893 |  | Including Wastage @ 10% on Grid for
893 |  | cut outs
893 | 8607 | Spring T-connector | each | 44.00 | 5.00 | 220.00
893 | 8608 | C Carrier Connector | each | 44.00 | 11.00 | 484.00
893 | 8609 | C Suspension Clip | each | 88.00 | 8.00 | 704.00
893 | 8610 | Wire Coupling Clip | each | 333.00 | 9.00 | 2997.00
893 | 8615 | Hanger rod 4 mm thick | each | 80.00 | 8.00 | 640.00
893 | 8616 | Adjustment clip 85x30x0.8mm | each | 80.00 | 5.00 | 400.00
893 | 8617 | Soffit cleat (Size 27x37x25x1.60mm) | each | 80.00 | 4.00 | 320.00
893 | 7388 | Dash hold fastener 12.5 mm dia, 40 mm long with 6 mm dia bolt | each | 80.00 | 11.00 | 880.00
893 | 9999 | Sundries i.e. scaffolding etc. | L.S. | 188.00 | 2.00 | 376.00
893 | 9977 | Carriage of materials etc. | L.S. | 90.00 | 2.00 | 180.00
893 |  | LABOUR
893 | 0111 | Carpenter 1st class | day | 28.00 | 738.00 | 20664.00
893 | 0114 | Beldar | day | 23.00 | 558.00 | 12834.00
893 | TOTAL |  |  |  |  | 129610.50 W
893 | Add 1 % Water charges on "W" |  |  |  |  | 1296.11
893 | TOTAL |  |  |  |  | 130906.61 X
893 |  | Add GST on "X" (multiplying
893 |  | factor 0.1405) 18392.38
893 | TOTAL |  |  |  |  | 149298.98 Y
893 | Add 15% CPOH on "Y" |  |  |  |  | 22394.85
893 | TOTAL |  |  |  |  | 171693.83 | Z
893 | Add Cess @ 1% on "Z" |  |  |  |  | 1716.94
893 | Cost of 100 sqm. |  |  |  |  | 173410.77
893 | Cost of 1 sqm. |  |  |  |  | 1734.11
893 | Say |  |  |  |  | 1734.10
893 | 12.54.2 | GI Metal Ceiling Clip in plain Beveled edge global white color tiles of size 600x600 and 0.5 mm thick with 25 mm height, made of G I sheet having galvanizing of 100 gms/ sqm (both sides inclusive) and 20% perforation area with 1.8 mm dia holes and having NRC of 0.5, electro statically polyester powder coated of thickness 60 microns (minimum), including factory painted after bending and perforation. Details of cost for 100 sqm. MATERIAL Celling Area =100 sqm Add wastage @ 5% = 5 sqm. Total=105 sqm
893 | 8598 | GI Metal Tile Clip in Perforated Beveled edge global white colour tiles of size 600x600 mm and 0.5mm thick | sqm | 105.00 | 782.00 | 82110.00
893 | 8604 | Spring T-section 24x34x0.45 mm (3.00 meter long) | metre | 60.00 | 190.00 | 11400.00
893 |  | Including Wastage @ 10%
893 | 8605 | C Wall angle section 20x30x20x 0.50 mm (3.00 meter long) | metre | 27.70 | 95.00 | 2631.50
893 |  | Including Wastage @ 10%
894 | 8606 | Main C Carrier Size 10x38x10x0.70mm (3.00 meter long) | metre | 33.00 | 115.00 | 3795.00
894 |  | Including Wastage @ 10% on Grid for
894 |  | cut outs
894 | 8607 | Spring T-connector | each | 44.00 | 5.00 | 220.00
894 | 8608 | C Carrier Connector | each | 44.00 | 11.00 | 484.00
894 | 8609 | C Suspension Clip | each | 88.00 | 8.00 | 704.00
894 | 8610 | Wire Coupling Clip | each | 333.00 | 9.00 | 2997.00
894 | 8615 | Hanger rod 4 mm thick | each | 80.00 | 8.00 | 640.00
894 | 8616 | Adjustment clip 85x30x0.8mm | each | 80.00 | 5.00 | 400.00
894 | 8617 | Soffit cleat (Size 27x37x25x1.60mm) | each | 80.00 | 4.00 | 320.00
894 | 7388 | Dash hold fastener 12.5 mm dia, 40 mm long with 6 mm dia bolt | each | 80.00 | 11.00 | 880.00
894 | 9999 | Sundries i.e. scaffolding etc. | L.S. | 188.00 | 2.00 | 376.00
894 | 9977 | Carriage of materials etc. | L.S. | 90.00 | 2.00 | 180.00
894 |  | LABOUR
894 | 0111 | Carpenter 1st class | day | 28.00 | 738.00 | 20664.00
894 | 0114 | Beldar | day | 23.00 | 558.00 | 12834.00
894 | TOTAL |  |  |  |  | 140635.50 W
894 | Add 1 % Water charges on "W" |  |  |  |  | 1406.36
894 | TOTAL |  |  |  |  | 142041.86 X
894 |  | Add GST on "X" (multiplying
894 |  | factor 0.1405) 19956.88
894 | TOTAL |  |  |  |  | 161998.74 Y
894 | Add 15% CPOH on "Y" |  |  |  |  | 24299.81
894 | TOTAL |  |  |  |  | 186298.55 | Z
894 | Add Cess @ 1% on "Z" |  |  |  |  | 1862.99
894 | Cost of 100 sqm. |  |  |  |  | 188161.53
894 | Cost of 1 sqm. |  |  |  |  | 1881.62
894 | Say |  |  |  |  | 1881.60
894 | 12.55 | Providing and fixing Heat Resistant Terrace Tiles (300 mm x 300 mm x 20 mm) with SRI (solar refractive index) > 78, solar reflection > 0.70 and initial emittance > 0.75 on waterproof and sloped surface of terrace, laid on 20 mm thick cement sand mortar in the ratio of 1:4 (1 cement : 4 coarse sand) and grouting the joints with mix of white cement & marble powder in ratio of 1:1, including rubbing and polishing of the surface upto 3 cuts complete, including providing skirting upto 150 mm height along the parapet walls in the same manner. Details of cost for 10 sqm Area= 10 sqm+ Add wastage @ 3%=0.3 sqm Total=10.30 sqm MATERIAL
894 | 1204 | Precast heat resistant terrace tiles (size 300x300mm) and 20mm thick | sqm | 10.30 | 409.00 | 4212.70
894 |  | Cement mortar 1:4 (1 cement :
894 |  | 4 coarse sand)
894 | 3.9 | Rate as per Item No.3.9 of SH:Mortar | cum | 0.224 | 4010.35 | 898.32
894 | 0367 | Portland Cement (OPC-43 grade) | tonne | 0.044 | 4940.00 | 217.36
895 | 0368 | White Cement | tonne | 0.044 | 11200.00 | 492.80
895 | 2209 | Carriage of Cement | tonne | 0.088 | 92.24 | 8.12
895 | 0875 | Red, chocolate, orange, buff or yellow (red oxide of iron) light shade pigment | kilogram | 3.08 | 60.00 | 184.80
895 |  | LABOUR
895 | 0124 | Mason (brick layer) 2nd class | day | 1.60 | 679.00 | 1086.40
895 | 0115 | Coolie | day | 2.00 | 558.00 | 1116.00
895 | 0139 | Skilled Beldar (for floor rubbing etc.) | day | 1.00 | 617.00 | 617.00
895 | 0101 | Bhisti | day | 1.00 | 617.00 | 617.00
895 | 0013 | Machine for rubbing of floors | day | 1.60 | 300.00 | 480.00
895 | 9999 | Sundries including carborandum stone etc. | L.S. | 169.98 | 2.00 | 339.96
895 | TOTAL |  |  |  |  | 10270.46 W
895 | Add 1 % Water charges on "W" |  |  |  |  | 102.70
895 | TOTAL |  |  |  |  | 10373.16 X
895 |  | Add GST on "X" (multiplying
895 |  | factor 0.1405) 1457.43
895 | TOTAL |  |  |  |  | 11830.59 Y
895 | Add 15% CPOH on "Y" |  |  |  |  | 1774.59
895 | TOTAL |  |  |  |  | 13605.18 | Z
895 | Add Cess @ 1% on "Z" |  |  |  |  | 136.05
895 | Cost of 10 sqm |  |  |  |  | 13741.23
895 | Cost of 1 sqm |  |  |  |  | 1374.12
895 | Say |  |  |  |  | 1374.10
895 | 12.56 | Providing and laying roof insulation with 40 mm thick impervious sprayed, closed cell free Rigid Polyurethane foam over deck insulation conforming to IS - 12432 Pt. III (density of foam being 40-45 kg/ cum), over a coat of polyurethane primer applied @ 6-8 sqm per litre, laying 400 G polythene sheet over PUF spray and providing a wearing course of 40 mm thick cement screed 1:2:4 (1 cement : 2 coarse sand : 4 stone aggregate 20 mm nominal size) in chequered rough finish, in panels of 2.5 m x 2.5 m and embedding with 24 G wire netting and sealing the joints with polymerized mastic, all complete as per direction of Engineer-in-Charge. Details of cost for 1 sqm MATERIAL
895 | 7050 | PU Primer | sqm | 1.00 | 60.00 | 60.00
895 |  | Area for PU Spray = 1 sqm+
895 |  | Add for wastage @ 10%=0.10 sqm
895 |  | Total=1.10 sqm
895 | 7051 | 40 mm (average) PU spray having 40-45 kg/m3 density | sqm | 1.10 | 400.00 | 440.00
895 | 7052 | GI wire netting 3/4" x 24 G | sqm | 1.00 | 26.00 | 26.00
895 | 9999 | Sundries | L.S. | 6.71 | 2.00 | 13.42
895 | 9999 | Polymerized mastic for all joints | L.S. | 20.13 | 2.00 | 40.26
895 | 7053 | 400 G polythene sheet | sqm | 1.00 | 14.00 | 14.00
895 | 9999 | Cement | L.S. | 44.67 | 2.00 | 89.34
895 | 9999 | Graded stone | L.S. | 13.75 | 2.00 | 27.50
895 | 9999 | Sand | L.S. | 21.48 | 2.00 | 42.96
895 | 9977 | Carriage of material | L.S. | 16.78 | 2.00 | 33.56
896 |  | LABOUR
896 | 9999 | For PU spray | L.S. | 80.54 | 2.00 | 161.08
896 | 9999 | For cement screed with Polythene sheet | L.S. | 53.69 | 2.00 | 107.38
896 | TOTAL |  |  |  |  | 1055.50 W
896 | Add 1 % Water charges on "W" |  |  |  |  | 10.56
896 | TOTAL |  |  |  |  | 1066.06 X
896 |  | Add GST on "X" (multiplying
896 |  | factor 0.1405) 149.78
896 | TOTAL |  |  |  |  | 1215.84 Y
896 | Add 15% CPOH on "Y" |  |  |  |  | 182.38
896 | TOTAL |  |  |  |  | 1398.21 | Z
896 | Add Cess @ 1% on "Z" |  |  |  |  | 13.98
896 | Cost of 1 sqm |  |  |  |  | 1412.19
896 | Say |  |  |  |  | 1412.20
896 | 12.57 | Providing and fixing thermal insulation with Resin Bonded Fibre glass wool conforming to IS: 8183 having density 24 kg/m3, 50 mm thick, wrapped in 200G Virgin Polythene Bags fixed to wall with screw, rawel plug & washers and held in position by criss crossing GI wire etc. complete as per directions of Engineer-in-Charge. Details of cost for 10 sqm MATERIAL Area for 10.00sqm. (Finished surface) = 10.00sqm.+ Add Wastage @ 10% =1.00 sqm Total =11.00sqm
896 | 7232 | Resin Bonded Glass wool 24 kg/m³ 50 mm thick | sqm | 11.00 | 143.00 | 1573.00
896 | 9999 | Sundries including GL wire 20 SWg and Virgin polythene bags 200 gram | L.S. | 52.00 | 2.00 | 104.00
896 |  | LABOUR
896 | 0111 | Carpenter 1st class | day | 0.50 | 738.00 | 369.00
896 | 0114 | Beldar | day | 0.50 | 558.00 | 279.00
896 | 9999 | Sundries (screws and washers) | L.S. | 20.00 | 2.00 | 40.00
896 | TOTAL |  |  |  |  | 2365.00 W
896 | Add 1 % Water charges on "W" |  |  |  |  | 23.65
896 | TOTAL |  |  |  |  | 2388.65 X
896 |  | Add GST on "X" (multiplying
896 |  | factor 0.1405) 335.61
896 | TOTAL |  |  |  |  | 2724.26 Y
896 | Add 15% CPOH on "Y" |  |  |  |  | 408.64
896 | TOTAL |  |  |  |  | 3132.89 | Z
896 | Add Cess @ 1% on "Z" |  |  |  |  | 31.33
896 | Cost of 10 sqm |  |  |  |  | 3164.22
896 | Cost of 1 sqm |  |  |  |  | 316.42
896 | Say |  |  |  |  | 316.40
897 |  | true horizontal level, suspended on interlocking metal grid of hot dipped galvanized
897 |  | steel sections ( galvanized @ 120 grams/ sqm, both side inclusive) consisting of
897 |  | main "T" runner with suitably spaced joints to get required length and of size 24x38
897 |  | mm made from 0.30 mm thick (minimum) sheet, spaced at 1200 mm center to center
897 |  | and cross "T" of size 24x25 mm made of 0.30 mm thick (minimum) sheet, 1200 mm
897 |  | long spaced between main "T" at 600 mm center to center to form a grid of 1200x600
897 |  | mm and secondary cross "T" of length 600 mm and size 24x25 mm made of 0.30 mm
897 |  | thick (minimum) sheet to be interlocked at middle of the 1200x600 mm panel to form
897 |  | grids of 600x600 mm and wall angle of size 24x24x0.3 mm and laying false ceiling
897 |  | tiles of approved texture in the grid including, required cutting/making, opening for
897 |  | services like diffusers, grills, light fittings, fixtures, smoke detectors etc. Main "T"
897 |  | runners to be suspended from ceiling using GI slotted cleats of size 27 x 37 x 25 x1.6
897 |  | mm fixed to ceiling with 12.5 mm dia and 50 mm long dash fasteners, 4 mm GI
897 |  | adjustable rods with galvanized butterfly level clips of size 85 x 30 x 0.8 mm spaced at
897 |  | 1200 mm center to center along main T, bottom exposed width of 24 mm of all T-
897 |  | sections shall be pre-painted with polyester paint, all complete for all heights as per
897 |  | specifications, drawings and as directed by Engineer-in-charge.
897 | 12.58.1 | 8 mm thick fully perforated calcium silicate board made with Calcareous & Siliceous materials reinforced with cellulose fiber manufactured through autoclaving process to give stable crystalline structure with minimum compressive strength 225 kg/ sq. cm, bending strength 100 kg/sq. cm , of size 595x595 mm, having perforation of dia. 10 mm with minimum perforated area 18 % with non woven tissue on the back side, having an NRC ( Noise Reduction Coefficient) of 0.85, with 50 mm thick rockwool of 48 kg /cum backing. Details of cost for 100 sqm Ceiling area = 100 sq.m Add wastage @ 5% = 0.05 Sqm Total =100.05 Sq.m MATERIALS :
897 | 8784 | 8mm thick Calcium silicate perforated tiles of size 595 x595mm | sqm | 100.05 | 833.00 | 83341.65
897 | 8611 | Main T ceiling sections 24x38x0.3 mm (3 metre long) | each | 29.50 | 115.00 | 3392.50
897 | 8612 | Perimeter wall angle 24x24x0.3mm (3 metre long) | each | 13.50 | 80.00 | 1080.00
897 | 8613 | Intermediate cross T-section 24x25x0.3mm (1.2 mtrs long) | each | 147.00 | 35.00 | 5145.00
897 | 8614 | Intermediate cross T-section 24x25x0.3mm (0.6 mtrs long) | each | 147.00 | 17.00 | 2499.00
897 | 8615 | Hanger rod 4 mm thick | each | 72.00 | 8.00 | 576.00
897 | 8616 | Adjustment clip 85x30x0.8mm | each | 72.00 | 5.00 | 360.00
897 | 8617 | Soffit cleat (Size 27x37x25x1.60mm) | each | 72.00 | 4.00 | 288.00
897 | 7388 | Dash hold fastener 12.5 mm dia, 40 mm long with 6 mm dia bolt | each | 72.00 | 11.00 | 792.00
897 | 9977 | Sundries | L.S. | 89.28 | 2.00 | 178.56
897 | 9999 | Sundries i.e scaffolding etc. | L.S. | 187.95 | 2.00 | 375.90
897 |  | LABOUR :
897 | 0111 | Carpenter 1st class | day | 28.00 | 738.00 | 20664.00
898 | 0114 | Beldar | day | 23.00 | 558.00 | 12834.00
898 | TOTAL |  |  |  |  | 131526.61 W
898 | Add 1 % Water charges on "W" |  |  |  |  | 1315.27
898 | TOTAL |  |  |  |  | 132841.88 X
898 |  | Add GST on "X" (multiplying
898 |  | factor 0.1405) 18664.28
898 | TOTAL |  |  |  |  | 151506.16 Y
898 | Add 15% CPOH on "Y" |  |  |  |  | 22725.92
898 | TOTAL |  |  |  |  | 174232.08 | Z
898 | Add Cess @ 1% on "Z" |  |  |  |  | 1742.32
898 | Cost of 100 sqm. |  |  |  |  | 175974.40
898 | Cost of 1 sqm. |  |  |  |  | 1759.74
898 | Say |  |  |  |  | 1759.75
898 | 12.59 | Providing & fixing false ceiling at all height including providing & fixing of framework made of special section, power pressed from M.S. sheets and galvanised with zinc coating of 120 gms/ sqm (both side inclusive) as per IS : 277 and consisting of angle cleat of size 25mm wide x 1.6mm thick with flanges of 27mm and 37mm, at 1200mm c/c, one flange fixed to the ceiling with dash fastener 12.5mm dia x 50mm long with 6mm dia bolts, other flange of cleat fixed to the angle hangers of 25 x10 x0.50mm of required length with nuts & bolts of required size and other end of angle hanger fixed with intermediate G.I chanels 45 x15 x 0.90mm running at the spacing of 1200 mm c/c, to which the ceiling section 0.5mm thick bottom wedge of 80mm with tapered flanges of 26 mm each having lips of 10.5mm, at 450mm c/c, shall be fixed in a direction perpendicular to G.I intermediate channel with connecting clip made out of 2.64mm dia x 230mm long G.I wire at every junction, including fixing perimeter channels 0.50mm thick 27mm high having flanges of 20mm and 30mm long, the perimeter of ceiling fixed to wall/ partitions with the help of Rawl plugs at 450mm centre, with 25mm long dry wall screws @ 230mm interval, including fixing of Calcium Silicate Board to ceiling section and perimeter channels with the help of dry wall screws of size 3.5 x25mm at 230mm c/c, including jointing & finishing to a flush finish of tapered and square edges of the board with recommended jointing compounds, jointing tapes,finishing with jointing compounds in three layers covering up to 150mm on both sides of joints and two coats of primer suitable for boards, all as per manufacture's specification and also including the cost of making opening for light fittings, grills, diffusers, cut outs made with frame of perimeter channels suitably fixed, all complete as per drawings, specificaton and direction of the Engineer in charge but excluding the cost of painting with:
898 | 12.59.1 | 8 mm thick Calcium Silicate Board made with Calcareous & Siliceous materials reinforced with cellulose fiber manufactured through autoclaving process. Details of cost for 10.8 m x 9.6m = 103.68sqm
899 |  | MATERIALS:
899 |  | Area = 103.68 sq.m +
899 |  | Add. Wastage of5% = 5.18 Sq.m
899 |  | Total =
899 |  | 108.86 Sqm
899 |  | MATERIALS :
899 | 8699 | 8 mm thick tapered edge calcium silicate board | sqm | 108.86 | 265.00 | 28847.90
899 | 7010 | G.I Ceiling Section (80 x26mm x 26mm x10.5mm each lip x 0.55 mm) | metre | 238.14 | 46.00 | 10954.44
899 | 7011 | Galvanised Steel perimetre Channel (Size 20x27x30x0.50mm) | metre | 41.84 | 22.00 | 920.48
899 | 7012 | Galvanised Steel intermediate Channel (Size 15x45x15x0.90mm) | metre | 90.72 | 38.00 | 3447.36
899 | 7013 | Galvanised Steel angle hanger (Celling angle) (Size 25x10x0.50mm) | metre | 10.80 | 12.00 | 129.60
899 | 7014 | Galvanised Steel connecting clips (2.64mm dia and 230 mm long GI wire) | each | 189.00 | 4.00 | 756.00
899 | 1022 | Galvanised steel bolts & nuts 6 mm dia and 25 mmlong round head with slots | 10 Nos | 21.60 | 38.00 | 820.80
899 | 8617 | Soffit cleat (Size 27x37x25x1.60mm) | each | 72.00 | 4.00 | 288.00
899 | 7020 | All drive screws ( for gypsum board) | 100 Nos | 10.00 | 58.00 | 580.00
899 | 7016 | Joint filler | kilogram | 22.81 | 26.00 | 593.06
899 | 7017 | Joint finisher | kilogram | 34.21 | 23.00 | 786.83
899 | 7388 | Dash hold fastener 12.5 mm dia, 40 mm long with 6 mm dia bolt | each | 72.00 | 11.00 | 792.00
899 | 7018 | Joint Tape roll (120mm Roll) | roll | 1.27 | 100.00 | 127.00
899 | 7021 | Primer ( for gypsum board// calcium silicate board) | litre | 18.66 | 85.00 | 1586.10
899 | 9977 | Carriage | L.S. | 447.20 | 2.00 | 894.40
899 | 9999 | Sundries i.e rawl plug, scaffolding etc. | L.S. | 807.30 | 2.00 | 1614.60
899 |  | LABOUR :
899 | 0112 | Carpenter 2nd class | day | 31.10 | 679.00 | 21116.90
899 | 0114 | Beldar | day | 31.10 | 558.00 | 17353.80
899 | 0131 | Painter | day | 10.37 | 679.00 | 7041.23
899 | TOTAL |  |  |  |  | 98650.50 W
899 | Add 1 % Water charges on "W" |  |  |  |  | 986.51
899 | TOTAL |  |  |  |  | 99637.01 X
899 |  | Add GST on "X" (multiplying
899 |  | factor 0.1405) 13999.00
899 | TOTAL |  |  |  |  | 113636.00 Y
899 | Add 15% CPOH on "Y" |  |  |  |  | 17045.40
899 | TOTAL |  |  |  |  | 130681.40 | Z
899 | Add Cess @ 1% on "Z" |  |  |  |  | 1306.81
899 | Cost of 103.68 sqm. |  |  |  |  | 131988.22
899 | Cost of 1 sqm. |  |  |  |  | 1273.03
899 | Say |  |  |  |  | 1273.05
900 | 12.60 | Providing and fixing thermal insulation of ceiling (under deck insulation) with Resin Bonded Rockwool conforming to IS: 8183,density 48 kg/ m3, 50 mm thick, wrapped in 200 G Virgin Polythene bags fixed to ceiling with metallic cleats (50x50x3 mm) @ 60 cm and wire mesh of 12.5mm x 24 gauge wire mesh, for top most ceiling of building. Details of cost for 10 sqm Area for 10.00 sqm. (Finished surface)=10.00sqm.+ Add 10% for ovelappings &wastage= 1.00sqm. Total= 11.00sqm
900 | 7273 | Resin Bonded Rockwool 48 kg/m3 | sqm | 11.00 | 120.00 | 1320.00
900 | 9999 | Sundries including GI wire 20 SWG and polythene bags 200gms | L.S. | 104.00 | 2.00 | 208.00
900 | 9999 | GI chiken mesh 12.5mm x 24 SWG | L.S. | 351.00 | 2.00 | 702.00
900 |  | LABOUR
900 | 0111 | Carpenter 1st class | day | 1.00 | 738.00 | 738.00
900 | 0114 | Beldar | day | 2.00 | 558.00 | 1116.00
900 | TOTAL |  |  |  |  | 4084.00 W
900 | Add 1 % Water charges on "W" |  |  |  |  | 40.84
900 | TOTAL |  |  |  |  | 4124.84 X
900 |  | Add GST on "X" (multiplying
900 |  | factor 0.1405) 579.54
900 | TOTAL |  |  |  |  | 4704.38 Y
900 | Add 15% CPOH on "Y" |  |  |  |  | 705.66
900 | TOTAL |  |  |  |  | 5410.04 | Z
900 | Add Cess @ 1% on "Z" |  |  |  |  | 54.10
900 | Cost of 10 sqm. |  |  |  |  | 5464.14
900 | Cost of 1 sqm. |  |  |  |  | 546.41
900 | Say |  |  |  |  | 546.40
900 | 12.61 | Providing and fixing thermal insulation with Resin bonded rock wool conforming to IS: 8183, density 48 kg/m3, 50 mm thick, wrapped in 200 G virgin Polythene bags placed over existing false ceilng and held in position by criss-crossing Gl wire. Details of cost for 10 sqm Area for 10.00sqm. (Finished surface)=10.00sqm.+ Add 10% for ovelappings &wastage= 1.00sqm. Total= 11.00sqm
900 | 7273 | Resin Bonded Rockwool 48 kg/m3 | sqm | 11.00 | 120.00 | 1320.00
900 | 9999 | Sundries including GI wire 20 SWG and polythene bags 200gms | L.S. | 52.00 | 2.00 | 104.00
900 |  | LABOUR
900 | 0111 | Carpenter 1st class | day | 0.50 | 738.00 | 369.00
901 | 0114 | Beldar | day | 0.50 | 558.00 | 279.00
901 | TOTAL |  |  |  |  | 2072.00 W
901 | Add 1 % Water charges on "W" |  |  |  |  | 20.72
901 | TOTAL |  |  |  |  | 2092.72 X
901 |  | Add GST on "X" (multiplying
901 |  | factor 0.1405) 294.03
901 | TOTAL |  |  |  |  | 2386.75 Y
901 | Add 15% CPOH on "Y" |  |  |  |  | 358.01
901 | TOTAL |  |  |  |  | 2744.76 | Z
901 | Add Cess @ 1% on "Z" |  |  |  |  | 27.45
901 | Cost of 10 sqm |  |  |  |  | 2772.21
901 | Cost of 1 sqm |  |  |  |  | 277.22
901 | Say |  |  |  |  | 277.20
901 | 12.62 | Providing and fixing thermal insulation with Resin Bonded rock wool conforming to IS: 8183, having density 48 kg/m3,50 mm thick,wrapped in 200 G Virgin Polythene Bags fixed to wall with screw, rawel plug & washers and held and in position by criss cossing GI wire etc. complete as per directions of Engineer-in-Charge. Details of cost for 10 sqm Area for 10.00sqm. (Finished surface)=10.00sqm.+ Add 10% for ovelappings &wastage= 1.00sqm. Total= 11.00sqm
901 | 7273 | Resin Bonded Rockwool 48 kg/m3 | sqm | 11.00 | 120.00 | 1320.00
901 | 9999 | Sundries including GI wire 20 SWG and Virgin polythene bags 200 gram and Carriage | L.S. | 52.00 | 2.00 | 104.00
901 |  | LABOUR
901 | 0111 | Carpenter 1st class | day | 0.50 | 738.00 | 369.00
901 | 0114 | Beldar | day | 0.50 | 558.00 | 279.00
901 | 9999 | Sundries (screws & washers) | L.S. | 20.00 | 2.00 | 40.00
901 | TOTAL |  |  |  |  | 2112.00 W
901 | Add 1 % Water charges on "W" |  |  |  |  | 21.12
901 | TOTAL |  |  |  |  | 2133.12 X
901 |  | Add GST on "X" (multiplying
901 |  | factor 0.1405) 299.70
901 | TOTAL |  |  |  |  | 2432.82 Y
901 | Add 15% CPOH on "Y" |  |  |  |  | 364.92
901 | TOTAL |  |  |  |  | 2797.75 | Z
901 | Add Cess @ 1% on "Z" |  |  |  |  | 27.98
901 | Cost of 10 sqm |  |  |  |  | 2825.72
901 | Cost of 1 sqm |  |  |  |  | 282.57
901 | Say |  |  |  |  | 282.55
902 | 12.63 | Providing and applying two coats of High Albedo paint having minimum Solar Reflective Index (SRI) 108 (with solar reflectance & thermal emittance tested as per ASTM) C 1549 and ASTM C 1371 respectively), VOC less than 10 cc/gm. The coating thickness and the methodology of application shall strctly as per manufacturer's specifications and as approved by Engineer-in-Charge. Surface preparation includes cleaning with metal wire brush to remove all dust, fungus etc., washing with water all complete. The contractor shall give guarantee for the perfomance of SRI and also the durabitity of coating, all complete as per direction of Engineer-in-Charge. Details of cost for 10 Sqm. MATERIALS :
902 | 7238 | High Albedo paint | kg | 7.17 | 230.00 | 1649.10
902 | 9977 | Carriage of paint | L.S. | 4.53 | 2.00 | 9.06
902 |  | LABOUR :
902 | 0114 | Beldar (for cleanign the surface) | day | 0.54 | 558.00 | 301.32
902 | 0131 | Painter | day | 0.54 | 679.00 | 366.66
902 | 9999 | Sundries (Brushes & T&P etc. | L.S. | 13.52 | 2.00 | 27.04
902 | TOTAL |  |  |  |  | 2353.18 W
902 | Add 1 % Water charges on "W" |  |  |  |  | 23.53
902 | TOTAL |  |  |  |  | 2376.71 X
902 |  | Add GST on "X" (multiplying
902 |  | factor 0.1405) 333.93
902 | TOTAL |  |  |  |  | 2710.64 Y
902 | Add 15% CPOH on "Y" |  |  |  |  | 406.60
902 | TOTAL |  |  |  |  | 3117.24 | Z
902 | Add Cess @ 1% on "Z" |  |  |  |  | 31.17
902 | Cost of 10 Sqm. |  |  |  |  | 3148.41
902 | Cost of 1 Sqm. |  |  |  |  | 314.84
902 | Say |  |  |  |  | 314.85